## ARID Format
HIERARCHY | SYSTEM | SUBSYSTEM | ASSET | COMPONENT | SPARE PART | ACRONYM | ADS CODE
DIST | FIRE PROTECTION & LIFE SAFETY |  |  |  |  | 03 | DIST03
|  | FIRE PROTECTION & LIFE SAFETY |  |  |  | X | DIST03X
FUNCT | [5 empty] | 03 | FUNCT03
|  | FIRE ALARM SYSTEM |  |  |  | A | FUNCT03A
|  |  | ANNUNCIATOR PANEL |  |  | ANPL | FUNCT03A-ANPL
|  |  | AUDIO / VISUAL DEVICE |  |  | AVDV | FUNCT03A-AVDV
|  |  | DATA GATHERING PANELS (DGP) |  |  | DGP | FUNCT03A-DGP
|  |  | DETECTOR |  |  | DTCT | FUNCT03A-DTCT
|  |  | FIRE ALARM PANELS |  |  | FRAP | FUNCT03A-FRAP
|  |  |  | AUTO DIALERS |  | ATDL | FUNCT03A-FRAP.ATDL
|  |  |  | CONTROL MODULE |  | CLMD | FUNCT03A-FRAP.CLMD
|  |  |  | GUIS |  | GUIS | FUNCT03A-FRAP.GUIS
|  |  |  | IO MODULE |  | IOMD | FUNCT03A-FRAP.IOMD
[5 empty] | BATTERY | BTRY | FUNCT03A-FRAP:BTRY
[5 empty] | PRINTER | PRNT | FUNCT03A-FRAP:PRNT
[5 empty] | POWER SUPPLY | PWSP | FUNCT03A-FRAP:PWSP
|  |  | PULL STATIONS |  |  | PLST | FUNCT03A-PLST
|  |  | PURGE PANELS |  |  | PRPN | FUNCT03A-PRPN
|  |  | POWER SUPPLY |  |  | PWSP | FUNCT03A-PWSP
|  | WATER SUPPLY (FIRE PROTECTION) |  |  |  | B | FUNCT03B
|  |  | BACKFLOW PREVENTER ASSEMBLY |  |  | BFPA | FUNCT03B-BFPA
|  |  |  | ISOLATION VALVES |  | ISOV | FUNCT03B-BFPA.ISOV
|  |  |  | TAMPER SWITCH |  | TMPS | FUNCT03B-BFPA.TMPS
|  |  |  | WATER METER |  | WTMT | FUNCT03B-BFPA.WTMT
|  |  | FIRE DEPARTMENT CONNECTION |  |  | FDC | FUNCT03B-FDC
|  |  |  | CHECK VALVE |  | CHVL | FUNCT03B-FDC.CHVL
|  |  |  | POST INDICATOR VALVE |  | PINV | FUNCT03B-FDC.PINV
|  |  | FIRE PUMP |  |  | FPMP | FUNCT03B-FPMP
|  |  |  | BATTERY CHARGER |  | BTCR | FUNCT03B-FPMP.BTCR
|  |  |  | CHECK VALVE |  | CHVL | FUNCT03B-FPMP.CHVL
|  |  |  | CONTROL PANEL |  | CLPL | FUNCT03B-FPMP.CLPL
|  |  |  | COUPLING |  | CPLG | FUNCT03B-FPMP.CPLG
|  |  |  | CHART RECORDER |  | CREC | FUNCT03B-FPMP.CREC
|  |  |  | MOTOR / ENGINE |  | MTEG | FUNCT03B-FPMP.MTEG
[5 empty] | BATTERY | BTRY | FUNCT03B-FPMP:BTRY
|  |  | FIRE PUMP TEST HEADER |  |  | FPTH | FUNCT03B-FPTH
|  |  | FUEL STORAGE TANK |  |  | FTNK | FUNCT03B-FTNK
|  |  |  | CONTROL VALVE |  | CNTV | FUNCT03B-FTNK.CNTV
|  |  |  | ISOLATION VALVES |  | ISOV | FUNCT03B-FTNK.ISOV
|  |  |  | LEAK DETECTION SYSTEM |  | LDET | FUNCT03B-FTNK.LDET
|  |  |  | PIPE |  | PIPE | FUNCT03B-FTNK.PIPE
|  |  |  | PUMP |  | PUMP | FUNCT03B-FTNK.PUMP
|  |  |  | VENTS |  | VENT | FUNCT03B-FTNK.VENT
[5 empty] | FUEL FILTER | FFLT | FUNCT03B-FTNK:FFLT
|  |  | ISOLATION VALVES |  |  | ISOV | FUNCT03B-ISOV
|  |  |  | MONITORING MODULE |  | MNMD | FUNCT03B-ISOV.MNMD
|  |  |  | TAMPER SWITCH |  | TMPS | FUNCT03B-ISOV.TMPS
|  |  | JOCKEY PUMP |  |  | JPMP | FUNCT03B-JPMP
|  |  |  | CHECK VALVE |  | CHVL | FUNCT03B-JPMP.CHVL
|  |  |  | CONTROL PANEL |  | CLPL | FUNCT03B-JPMP.CLPL
|  |  |  | MOTOR |  | MOTR | FUNCT03B-JPMP.MOTR
|  |  | WATER SUPPLY PIPING |  |  | WSP | FUNCT03B-WSP
|  |  |  | FREEZE PROTECTION |  | FZPT | FUNCT03B-WSP.FZPT
|  |  |  | INSULATION |  | INSL | FUNCT03B-WSP.INSL
[5 empty] | GAUGES | GAUG | FUNCT03B-WSP:GAUG
|  |  | WATER STORAGE TANKS |  |  | WSTK | FUNCT03B-WSTK
|  |  |  | DRAIN VALVE |  | DRNV | FUNCT03B-WSTK.DRNV
|  |  |  | HEATER |  | HEAT | FUNCT03B-WSTK.HEAT
|  |  |  | LADDER |  | LADR | FUNCT03B-WSTK.LADR
|  |  |  | LEVEL INDICATOR |  | LVIN | FUNCT03B-WSTK.LVIN
|  | STANDPIPES |  |  |  | C | FUNCT03C
|  |  | COMBINATION AIR VACUUM VALVE |  |  | CAVV | FUNCT03C-CAVV
|  |  | CONTROL VALVE |  |  | CNTV | FUNCT03C-CNTV
|  |  | FIRE DEPARTMENT CONNECTION |  |  | FDC | FUNCT03C-FDC
|  |  |  | CHECK VALVE |  | CHVL | FUNCT03C-FDC.CHVL
|  |  |  | POST INDICATOR VALVE |  | PINV | FUNCT03C-FDC.PINV
|  |  | FIRE HOSE RACK ASSEMBLY |  |  | FHR | FUNCT03C-FHR
|  |  |  | FIRE HOSE CABINETS |  | FHSC | FUNCT03C-FHR.FHSC
|  |  |  | SIGN |  | SIGN | FUNCT03C-FHR.SIGN
[5 empty] | HOSE | HOSE | FUNCT03C-FHR:HOSE
[5 empty] | ISOLATION VALVES | ISOV | FUNCT03C-FHR:ISOV
|  |  | HYDRANTS |  |  | HYDT | FUNCT03C-HYDT
|  |  | ISOLATION VALVES |  |  | ISOV | FUNCT03C-ISOV
|  |  |  | MONITORING MODULE |  | MNMD | FUNCT03C-ISOV.MNMD
|  |  |  | TAMPER SWITCH |  | TMPS | FUNCT03C-ISOV.TMPS
|  |  | PIPE |  |  | PIPE | FUNCT03C-PIPE
|  |  |  | FREEZE PROTECTION |  | FZPT | FUNCT03C-PIPE.FZPT
|  |  |  | INSULATION |  | INSL | FUNCT03C-PIPE.INSL
|  | SPECIAL SUPPRESSION |  |  |  | D | FUNCT03D
|  |  | ABORT STATION |  |  | ABRT | FUNCT03D-ABRT
|  |  | AUDIO / VISUAL DEVICE |  |  | AVDV | FUNCT03D-AVDV
|  |  | DETECTOR |  |  | DTCT | FUNCT03D-DTCT
|  |  | PIPE |  |  | PIPE | FUNCT03D-PIPE
|  |  |  | NOZZLE |  | NOZL | FUNCT03D-PIPE.NOZL
|  |  | PURGE PANELS |  |  | PRPN | FUNCT03D-PRPN
|  |  | RELEASE STATIONS |  |  | RLST | FUNCT03D-RLST
|  |  | SUPPRESSION CONTROL PANEL |  |  | SPCP | FUNCT03D-SPCP
|  |  | TANK |  |  | TANK | FUNCT03D-TANK
|  |  |  | RELEASE SOLENOID |  | RLSD | FUNCT03D-TANK.RLSD
|  |  |  | SIGN |  | SIGN | FUNCT03D-TANK.SIGN
[5 empty] | CHEMICAL AGENT | CHEM | FUNCT03D-TANK:CHEM
[5 empty] | PRESSURE SWITCH | PRSW | FUNCT03D-TANK:PRSW
|  |  | TRANSFER PUMP |  |  | TXPM | FUNCT03D-TXPM
|  |  |  | MOTOR |  | MOTR | FUNCT03D-TXPM.MOTR
|  |  |  | VFD/ STARTER |  | STRT | FUNCT03D-TXPM.STRT
|  | FIRE EXTINGUISHING |  |  |  | E | FUNCT03E
|  |  | FIRE HYDRANT |  |  | FHYD | FUNCT03E-FHYD
|  |  |  | ISOLATION VALVES |  | ISOV | FUNCT03E-FHYD.ISOV
|  |  | FIRE EXTINGUISHER |  |  | FREX | FUNCT03E-FREX
|  |  |  | CABINET |  | CBNT | FUNCT03E-FREX.CBNT
|  | LIFE SAFETY / EGRESS |  |  |  | F | FUNCT03F
|  |  | EMERGENCY LIGHT |  |  | EGLT | FUNCT03F-EGLT
|  |  | EXIT SIGN |  |  | EXSN | FUNCT03F-EXSN
|  |  | MARKINGS |  |  | MARK | FUNCT03F-MARK
|  | WATER BASED SUPPRESSION |  |  |  | G | FUNCT03G
|  |  | AIR COMPRESSOR |  |  | ARCP | FUNCT03G-ARCP
|  |  | CONTROL PANEL |  |  | CLPL | FUNCT03G-CLPL
|  |  |  | DETECTOR (QTY) |  | DCTR | FUNCT03G-CLPL.DCTR
|  |  | DELUGE ALARM VALVE |  |  | DELV | FUNCT03G-DELV
[5 empty] | GAUGES | GAUG | FUNCT03G-DELV:GAUG
[5 empty] | PRESSURE SWITCH | PRSW | FUNCT03G-DELV:PRSW
|  |  | DRAIN VALVE |  |  | DRNV | FUNCT03G-DRNV
|  |  |  | FREEZE PROTECTION |  | FZPT | FUNCT03G-DRNV.FZPT
|  |  | DRY SYSTEM ALARM VALVE |  |  | DRYV | FUNCT03G-DRYV
|  |  |  | ACCELERATOR |  | ACCEL | FUNCT03G-DRYV.ACCEL
|  |  |  | AIR MAINTENANCE DEVICE |  | AMND | FUNCT03G-DRYV.AMND
|  |  |  | AIR COMPRESSOR |  | ARCP | FUNCT03G-DRYV.ARCP
|  |  |  | CONTROL PANEL |  | CLPL | FUNCT03G-DRYV.CLPL
[5 empty] | GAUGES | GAUG | FUNCT03G-DRYV:GAUG
[5 empty] | PRESSURE SWITCH | PRSW | FUNCT03G-DRYV:PRSW
|  |  | ISOLATION VALVES |  |  | ISOV | FUNCT03G-ISOV
|  |  |  | MONITORING MODULE |  | MNMD | FUNCT03G-ISOV.MNMD
|  |  |  | TAMPER SWITCH |  | TMPS | FUNCT03G-ISOV.TMPS
|  |  | PIPE |  |  | PIPE | FUNCT03G-PIPE
|  |  |  | FREEZE PROTECTION |  | FZPT | FUNCT03G-PIPE.FZPT
|  |  |  | INSULATION |  | INSL | FUNCT03G-PIPE.INSL
[5 empty] | GAUGES | GAUG | FUNCT03G-PIPE:GAUG
[5 empty] | SPRINKLER HEAD | SPHD | FUNCT03G-PIPE:SPHD
|  |  | PRE-ACTION ALARM VALVE |  |  | PREV | FUNCT03G-PREV
|  |  |  | ACCELERATOR |  | ACCEL | FUNCT03G-PREV.ACCEL
|  |  |  | AIR MAINTENANCE DEVICE |  | AMND | FUNCT03G-PREV.AMND
|  |  |  | AIR COMPRESSOR |  | ARCP | FUNCT03G-PREV.ARCP
[5 empty] | GAUGES | GAUG | FUNCT03G-PREV:GAUG
[5 empty] | PRESSURE SWITCH | PRSW | FUNCT03G-PREV:PRSW
[5 empty] | SOLENOID VALVE | SOLV | FUNCT03G-PREV:SOLV
|  |  | ALARM TEST VALVE |  |  | TSTV | FUNCT03G-TSTV
|  |  | WATERFLOW SWITCH |  |  | WTRS | FUNCT03G-WTRS
|  |  |  | MONITORING MODULE |  | MNMD | FUNCT03G-WTRS.MNMD

## FPLS
LEVEL | ACTION | HIERARCHY | HIERARCHY UPDATE | SYSTEM | SYSTEM UPDATE | SUBSYSTEM | SUBSYSTEM UPDATE | ASSET | ASSET UPDATE | Classification | CHILD ASSET | COMPONENT | COMPONENT UPDATE | SPARE PART UPDATE | ACRONYM | ACRONYM UPDATE | ADS CODE | Affected Assets | ADS CODE UPDATE | REMOVE | TB&T, PORTS | FLOW ENABLED | CONFLICT | INSTANCE | INSTANCE EXAMPLE | SCBD DATE | REFERENCE | DICTIONARY
2.SYSTEM | NEW |  | DIST |  | FIRE PROTECTION & LIFE SAFETY | [10 empty] | 03 |  | No Assets Affected | DIST03 |  |  |  | 0 |  |  |  |  | Site/facility-wide systems, structures & equipment between & serving multiple Maintenance Objects that pertain to the delivery, storage, generation and dispensing of pressurized water for use in water-based fire protection systems at various buiildings or sites.
3.SUBSYSTEM/INSTANCE | NEW |  | DIST |  | FIRE PROTECTION & LIFE SAFETY |  | *NA | [8 empty] | X |  | No Assets Affected | DIST03X |  |  |  | 0
2.SYSTEM | NO CHANGE | FUNCT | FUNCT | FIRE PROTECTION & LIFE SAFETY | FIRE PROTECTION & LIFE SAFETY | [9 empty] | 03 | 03 | FUNCT03 | No Assets Affected | FUNCT03 |  |  |  | 0 |  |  | 2017 |  | Maintenance Object specific systems & equipment dedicated to the core elements of fire protection, life safety and egress within a building or localized site.
3.SUBSYSTEM/INSTANCE | NO CHANGE | FUNCT | FUNCT | FIRE PROTECTION & LIFE SAFETY | FIRE PROTECTION & LIFE SAFETY | FIRE ALARM SYSTEM | FIRE ALARM SYSTEM | [7 empty] | A | A | FUNCT03A | No Assets Affected | FUNCT03A |  |  |  | 0 | EACH FIRE ALARM ZONE | FA ZONE EP-1
4.ASSET | MODIFICATION | FUNCT | FUNCT | FIRE PROTECTION & LIFE SAFETY | FIRE PROTECTION & LIFE SAFETY | FIRE ALARM SYSTEM | FIRE ALARM SYSTEM | FIRE ALARM PANELS | ANNUNCIATOR PANEL |  | ANNUNCIATOR PANEL |  |  |  | ANPL | ANPL | FUNCT03A-FRAP-ANPL | 6 | FUNCT03A-ANPL |  |  |  | 0
4.ASSET | MODIFICATION | FUNCT | FUNCT | FIRE PROTECTION & LIFE SAFETY | FIRE PROTECTION & LIFE SAFETY | FIRE ALARM SYSTEM | FIRE ALARM SYSTEM | VISUAL DEVICE | AUDIO / VISUAL DEVICE | [5 empty] | VDVC | AVDV | FUNCT03A-VDVC | No Assets Affected | FUNCT03A-AVDV |  |  |  | 0
4.ASSET | NO CHANGE | FUNCT | FUNCT | FIRE PROTECTION & LIFE SAFETY | FIRE PROTECTION & LIFE SAFETY | FIRE ALARM SYSTEM | FIRE ALARM SYSTEM | DATA GATHERING PANELS (DGP) | DATA GATHERING PANELS (DGP) | DATA GATHERING PANEL |  |  |  |  | DGP | DGP | FUNCT03A-DGP | No Assets Affected | FUNCT03A-DGP |  |  |  | 0
4.ASSET | NO CHANGE | FUNCT | FUNCT | FIRE PROTECTION & LIFE SAFETY | FIRE PROTECTION & LIFE SAFETY | FIRE ALARM SYSTEM | FIRE ALARM SYSTEM | DETECTOR | DETECTOR | [5 empty] | DTCT | DTCT | FUNCT03A-DTCT | No Assets Affected | FUNCT03A-DTCT |  |  |  | 0
4.ASSET | NO CHANGE | FUNCT | FUNCT | FIRE PROTECTION & LIFE SAFETY | FIRE PROTECTION & LIFE SAFETY | FIRE ALARM SYSTEM | FIRE ALARM SYSTEM | FIRE ALARM PANELS | FIRE ALARM PANELS | [5 empty] | FRAP | FRAP | FUNCT03A-FRAP | 535 | FUNCT03A-FRAP |  |  |  | 0
6.COMPONENT | NO CHANGE | FUNCT | FUNCT | FIRE PROTECTION & LIFE SAFETY | FIRE PROTECTION & LIFE SAFETY | FIRE ALARM SYSTEM | FIRE ALARM SYSTEM | FIRE ALARM PANELS | FIRE ALARM PANELS |  |  | AUTO DIALERS | AUTO DIALERS |  | ATDL | ATDL | FUNCT03A-FRAP.ATDL | No Assets Affected | FUNCT03A-FRAP.ATDL |  |  |  | 0
6.COMPONENT | NO CHANGE | FUNCT | FUNCT | FIRE PROTECTION & LIFE SAFETY | FIRE PROTECTION & LIFE SAFETY | FIRE ALARM SYSTEM | FIRE ALARM SYSTEM | FIRE ALARM PANELS | FIRE ALARM PANELS |  |  | CONTROL MODULE | CONTROL MODULE |  | CLMD | CLMD | FUNCT03A-FRAP.CLMD | No Assets Affected | FUNCT03A-FRAP.CLMD |  |  |  | 0
6.COMPONENT | NO CHANGE | FUNCT | FUNCT | FIRE PROTECTION & LIFE SAFETY | FIRE PROTECTION & LIFE SAFETY | FIRE ALARM SYSTEM | FIRE ALARM SYSTEM | FIRE ALARM PANELS | FIRE ALARM PANELS |  |  | GUIS | GUIS |  | GUIS | GUIS | FUNCT03A-FRAP.GUIS | No Assets Affected | FUNCT03A-FRAP.GUIS |  |  |  | 0
6.COMPONENT | NO CHANGE | FUNCT | FUNCT | FIRE PROTECTION & LIFE SAFETY | FIRE PROTECTION & LIFE SAFETY | FIRE ALARM SYSTEM | FIRE ALARM SYSTEM | FIRE ALARM PANELS | FIRE ALARM PANELS |  |  | IO MODULE | IO MODULE |  | IOMD | IOMD | FUNCT03A-FRAP.IOMD | No Assets Affected | FUNCT03A-FRAP.IOMD |  |  |  | 0
7.SPARE PART | NO CHANGE | FUNCT | FUNCT | FIRE PROTECTION & LIFE SAFETY | FIRE PROTECTION & LIFE SAFETY | FIRE ALARM SYSTEM | FIRE ALARM SYSTEM | FIRE ALARM PANELS | FIRE ALARM PANELS |  | BATTERY |  |  | BATTERY | BTRY | BTRY | FUNCT03A-FRAP-BTRY | 12 | FUNCT03A-FRAP:BTRY |  |  |  | 0
7.SPARE PART | MODIFICATION | FUNCT | FUNCT | FIRE PROTECTION & LIFE SAFETY | FIRE PROTECTION & LIFE SAFETY | FIRE ALARM SYSTEM | FIRE ALARM SYSTEM | FIRE ALARM PANELS | FIRE ALARM PANELS |  |  | PRINTER |  | PRINTER | PRNT | PRNT | FUNCT03A-FRAP.PRNT | No Assets Affected | FUNCT03A-FRAP:PRNT |  |  |  | 0
7.SPARE PART | MODIFICATION | FUNCT | FUNCT | FIRE PROTECTION & LIFE SAFETY | FIRE PROTECTION & LIFE SAFETY | FIRE ALARM SYSTEM | FIRE ALARM SYSTEM | FIRE ALARM PANELS | FIRE ALARM PANELS |  |  | FIRE ALARM SYSTEM POWER SUPPLY |  | POWER SUPPLY | FASPS | PWSP | FUNCT03A-FRAP.FASPS | No Assets Affected | FUNCT03A-FRAP:PWSP |  |  |  | 0
4.ASSET | NO CHANGE | FUNCT | FUNCT | FIRE PROTECTION & LIFE SAFETY | FIRE PROTECTION & LIFE SAFETY | FIRE ALARM SYSTEM | FIRE ALARM SYSTEM | PULL STATIONS | PULL STATIONS | PULL STATION |  |  |  |  | PLST | PLST | FUNCT03A-PLST | No Assets Affected | FUNCT03A-PLST |  |  |  | 0
4.ASSET | MODIFICATION | FUNCT | FUNCT | FIRE PROTECTION & LIFE SAFETY | FIRE PROTECTION & LIFE SAFETY | FIRE ALARM SYSTEM | FIRE ALARM SYSTEM | FIRE ALARM PANELS | PURGE PANELS | PURGE PANEL | PURGE PANELS |  |  |  | PRPN | PRPN | FUNCT03A-FRAP-PRPN | No Assets Affected | FUNCT03A-PRPN |  |  |  | 0
4.ASSET | NEW |  | FUNCT |  | FIRE PROTECTION & LIFE SAFETY |  | FIRE ALARM SYSTEM |  | POWER SUPPLY | [6 empty] | PWSP |  | No Assets Affected | FUNCT03A-PWSP |  |  |  | 0
3.SUBSYSTEM/INSTANCE | MODIFICATION | FUNCT | FUNCT | FIRE PROTECTION & LIFE SAFETY | FIRE PROTECTION & LIFE SAFETY | WATER SUPPLY | WATER SUPPLY (FIRE PROTECTION) | [7 empty] | B | B | FUNCT03B | No Assets Affected | FUNCT03B |  |  |  | 0 | EACH WATER SUPPLY SOURCE | WATER SUPPLY 1
4.ASSET | MODIFICATION | FUNCT | FUNCT | FIRE PROTECTION & LIFE SAFETY | FIRE PROTECTION & LIFE SAFETY | WATER SUPPLY | WATER SUPPLY (FIRE PROTECTION) | BACKFLOW PREVENTER | BACKFLOW PREVENTER ASSEMBLY | [5 empty] | BFPV | BFPA | FUNCT03B-BFPV | 14 | FUNCT03B-BFPA |  |  |  | 0
6.COMPONENT | MODIFICATION | FUNCT | FUNCT | FIRE PROTECTION & LIFE SAFETY | FIRE PROTECTION & LIFE SAFETY | WATER SUPPLY | WATER SUPPLY (FIRE PROTECTION) | BACKFLOW PREVENTER | BACKFLOW PREVENTER ASSEMBLY |  | VALVE |  | ISOLATION VALVES |  | VLV | ISOV | FUNCT03B-BFPV-VLV | 6 | FUNCT03B-BFPA.ISOV |  |  |  | 0
6.COMPONENT | MODIFICATION | FUNCT | FUNCT | FIRE PROTECTION & LIFE SAFETY | FIRE PROTECTION & LIFE SAFETY | WATER SUPPLY | WATER SUPPLY (FIRE PROTECTION) | BACKFLOW PREVENTER | BACKFLOW PREVENTER ASSEMBLY |  | SWITCH |  | TAMPER SWITCH |  | SWCH | TMPS | FUNCT03B-BFPV-SWCH | No Assets Affected | FUNCT03B-BFPA.TMPS |  |  |  | 0
6.COMPONENT | NEW |  | FUNCT |  | FIRE PROTECTION & LIFE SAFETY |  | WATER SUPPLY (FIRE PROTECTION) |  | BACKFLOW PREVENTER ASSEMBLY |  |  |  | WATER METER |  |  | WTMT |  | No Assets Affected | FUNCT03B-BFPA.WTMT |  |  |  | 0
4.ASSET | MODIFICATION | FUNCT | FUNCT | FIRE PROTECTION & LIFE SAFETY | FIRE PROTECTION & LIFE SAFETY | WATER SUPPLY | WATER SUPPLY (FIRE PROTECTION) | FD CONNECTIONS | FIRE DEPARTMENT CONNECTION | [5 empty] | FDCN | FDC | FUNCT03B-FDCN | 10 | FUNCT03B-FDC |  |  |  | 0
6.COMPONENT | NEW |  | FUNCT |  | FIRE PROTECTION & LIFE SAFETY |  | WATER SUPPLY (FIRE PROTECTION) |  | FIRE DEPARTMENT CONNECTION |  |  |  | CHECK VALVE |  |  | CHVL |  | No Assets Affected | FUNCT03B-FDC.CHVL |  |  |  | 0
6.COMPONENT | NEW |  | FUNCT |  | FIRE PROTECTION & LIFE SAFETY |  | WATER SUPPLY (FIRE PROTECTION) |  | FIRE DEPARTMENT CONNECTION |  |  |  | POST INDICATOR VALVE |  |  | PINV |  | No Assets Affected | FUNCT03B-FDC.PINV |  |  |  | 0
4.ASSET | MODIFICATION | FUNCT | FUNCT | FIRE PROTECTION & LIFE SAFETY | FIRE PROTECTION & LIFE SAFETY | WATER SUPPLY | WATER SUPPLY (FIRE PROTECTION) | FIRE PUMP | FIRE PUMP | [5 empty] | FPMP | FPMP | FUNCT03B-FPMP | 11 | FUNCT03B-FPMP |  |  |  | 0
6.COMPONENT | MODIFICATION | FUNCT | FUNCT | FIRE PROTECTION & LIFE SAFETY | FIRE PROTECTION & LIFE SAFETY | WATER SUPPLY | WATER SUPPLY (FIRE PROTECTION) | FIRE PUMP | FIRE PUMP |  | BATTERY CHARGER |  | BATTERY CHARGER |  | BTCR | BTCR | FUNCT03B-FPMP-BTCR | No Assets Affected | FUNCT03B-FPMP.BTCR |  |  |  | 0
6.COMPONENT | MODIFICATION | FUNCT | FUNCT | FIRE PROTECTION & LIFE SAFETY | FIRE PROTECTION & LIFE SAFETY | WATER SUPPLY | WATER SUPPLY (FIRE PROTECTION) | FIRE PUMP | FIRE PUMP |  | CHECK VALVE |  | CHECK VALVE |  | CHVL | CHVL | FUNCT03B-FPMP-CHVL | 5 | FUNCT03B-FPMP.CHVL |  |  |  | 0
6.COMPONENT | MODIFICATION | FUNCT | FUNCT | FIRE PROTECTION & LIFE SAFETY | FIRE PROTECTION & LIFE SAFETY | WATER SUPPLY | WATER SUPPLY (FIRE PROTECTION) | FIRE PUMP | FIRE PUMP |  | CONTROL PANEL |  | CONTROL PANEL |  | CLPL | CLPL | FUNCT03B-FPMP-CLPL | No Assets Affected | FUNCT03B-FPMP.CLPL |  |  |  | 0
6.COMPONENT | MODIFICATION | FUNCT | FUNCT | FIRE PROTECTION & LIFE SAFETY | FIRE PROTECTION & LIFE SAFETY | WATER SUPPLY | WATER SUPPLY (FIRE PROTECTION) | FIRE PUMP | FIRE PUMP |  | COUPLING |  | COUPLING |  | CPLG | CPLG | FUNCT03B-FPMP-CPLG | No Assets Affected | FUNCT03B-FPMP.CPLG |  |  |  | 0
6.COMPONENT | MODIFICATION | FUNCT | FUNCT | FIRE PROTECTION & LIFE SAFETY | FIRE PROTECTION & LIFE SAFETY | WATER SUPPLY | WATER SUPPLY (FIRE PROTECTION) | FLOW METER / CHART RECORDER | FIRE PUMP |  |  |  | CHART RECORDER |  | FLMT | CREC | FUNCT03B-FLMT | No Assets Affected | FUNCT03B-FPMP.CREC |  |  |  | 0
6.COMPONENT | MODIFICATION | FUNCT | FUNCT | FIRE PROTECTION & LIFE SAFETY | FIRE PROTECTION & LIFE SAFETY | WATER SUPPLY | WATER SUPPLY (FIRE PROTECTION) | FIRE PUMP | FIRE PUMP |  | MOTOR |  | MOTOR / ENGINE |  | MOTR | MTEG | FUNCT03B-FPMP-MOTR | No Assets Affected | FUNCT03B-FPMP.MTEG |  |  |  | 0
7.SPARE PART | MODIFICATION | FUNCT | FUNCT | FIRE PROTECTION & LIFE SAFETY | FIRE PROTECTION & LIFE SAFETY | WATER SUPPLY | WATER SUPPLY (FIRE PROTECTION) | FIRE PUMP | FIRE PUMP |  | BATTERY |  |  | BATTERY | BTRY | BTRY | FUNCT03B-FPMP-BTRY | No Assets Affected | FUNCT03B-FPMP:BTRY |  |  |  | 0
4.ASSET | MODIFICATION | FUNCT | FUNCT | FIRE PROTECTION & LIFE SAFETY | FIRE PROTECTION & LIFE SAFETY | WATER SUPPLY | WATER SUPPLY (FIRE PROTECTION) | FIRE PUMP | FIRE PUMP TEST HEADER |  | FIRE PUMP TEST HEADER |  |  |  | FPTH | FPTH | FUNCT03B-FPMP-FPTH | No Assets Affected | FUNCT03B-FPTH |  |  |  | 0
4.ASSET | MODIFICATION | FUNCT | FUNCT | FIRE PROTECTION & LIFE SAFETY | FIRE PROTECTION & LIFE SAFETY | WATER SUPPLY | WATER SUPPLY (FIRE PROTECTION) | FIRE PUMP | FUEL STORAGE TANK |  | TANK |  |  |  | TANK | FTNK | FUNCT03B-FPMP-TANK | No Assets Affected | FUNCT03B-FTNK |  |  |  | 0
6.COMPONENT | NEW |  | FUNCT |  | FIRE PROTECTION & LIFE SAFETY |  | WATER SUPPLY (FIRE PROTECTION) |  | FUEL STORAGE TANK |  |  |  | CONTROL VALVE |  |  | CNTV |  | No Assets Affected | FUNCT03B-FTNK.CNTV |  |  |  | 1
6.COMPONENT | NEW |  | FUNCT |  | FIRE PROTECTION & LIFE SAFETY |  | WATER SUPPLY (FIRE PROTECTION) |  | FUEL STORAGE TANK |  |  |  | ISOLATION VALVES |  |  | ISOV |  | No Assets Affected | FUNCT03B-FTNK.ISOV |  |  |  | 0
6.COMPONENT | NEW |  | FUNCT |  | FIRE PROTECTION & LIFE SAFETY |  | WATER SUPPLY (FIRE PROTECTION) |  | FUEL STORAGE TANK |  |  |  | LEAK DETECTION SYSTEM |  |  | LDET |  | No Assets Affected | FUNCT03B-FTNK.LDET |  |  |  | 1
6.COMPONENT | NEW |  | FUNCT |  | FIRE PROTECTION & LIFE SAFETY |  | WATER SUPPLY (FIRE PROTECTION) |  | FUEL STORAGE TANK |  |  |  | PIPE |  |  | PIPE |  | No Assets Affected | FUNCT03B-FTNK.PIPE |  |  |  | 0
6.COMPONENT | NEW |  | FUNCT |  | FIRE PROTECTION & LIFE SAFETY |  | WATER SUPPLY (FIRE PROTECTION) |  | FUEL STORAGE TANK |  |  |  | PUMP |  |  | PUMP |  | No Assets Affected | FUNCT03B-FTNK.PUMP |  |  |  | 0
6.COMPONENT | NEW |  | FUNCT |  | FIRE PROTECTION & LIFE SAFETY |  | WATER SUPPLY (FIRE PROTECTION) |  | FUEL STORAGE TANK |  |  |  | VENTS |  |  | VENT |  | No Assets Affected | FUNCT03B-FTNK.VENT |  |  |  | 0
7.SPARE PART | NEW |  | FUNCT |  | FIRE PROTECTION & LIFE SAFETY |  | WATER SUPPLY (FIRE PROTECTION) |  | FUEL STORAGE TANK |  |  |  |  | FUEL FILTER |  | FFLT |  | No Assets Affected | FUNCT03B-FTNK:FFLT |  |  |  | 0
4.ASSET | MODIFICATION | FUNCT | FUNCT | FIRE PROTECTION & LIFE SAFETY | FIRE PROTECTION & LIFE SAFETY | WATER SUPPLY | WATER SUPPLY (FIRE PROTECTION) | VALVE | ISOLATION VALVES | [5 empty] | VLV | ISOV | FUNCT03B-VLV | 54 | FUNCT03B-ISOV |  |  |  | 0
6.COMPONENT | NEW |  | FUNCT |  | FIRE PROTECTION & LIFE SAFETY |  | WATER SUPPLY (FIRE PROTECTION) |  | ISOLATION VALVES |  |  |  | MONITORING MODULE |  |  | MNMD |  | No Assets Affected | FUNCT03B-ISOV.MNMD |  |  |  | 0
6.COMPONENT | MODIFICATION | FUNCT | FUNCT | FIRE PROTECTION & LIFE SAFETY | FIRE PROTECTION & LIFE SAFETY | WATER SUPPLY | WATER SUPPLY (FIRE PROTECTION) | VALVE | ISOLATION VALVES |  | SWITCH |  | TAMPER SWITCH |  | SWCH | TMPS | FUNCT03B-VLV-SWCH | 33 | FUNCT03B-ISOV.TMPS |  |  |  | 0
4.ASSET | MODIFICATION | FUNCT | FUNCT | FIRE PROTECTION & LIFE SAFETY | FIRE PROTECTION & LIFE SAFETY | WATER SUPPLY | WATER SUPPLY (FIRE PROTECTION) | JOCKEY PUMP | JOCKEY PUMP | [5 empty] | JPMP | JPMP | FUNCT03B-JPMP | 6 | FUNCT03B-JPMP |  |  |  | 0
6.COMPONENT | MODIFICATION | FUNCT | FUNCT | FIRE PROTECTION & LIFE SAFETY | FIRE PROTECTION & LIFE SAFETY | WATER SUPPLY | WATER SUPPLY (FIRE PROTECTION) | JOCKEY PUMP | JOCKEY PUMP |  | CHECK VALVE |  | CHECK VALVE |  | CHVL | CHVL | FUNCT03B-JPMP-CHVL | No Assets Affected | FUNCT03B-JPMP.CHVL |  |  |  | 0
6.COMPONENT | MODIFICATION | FUNCT | FUNCT | FIRE PROTECTION & LIFE SAFETY | FIRE PROTECTION & LIFE SAFETY | WATER SUPPLY | WATER SUPPLY (FIRE PROTECTION) | JOCKEY PUMP | JOCKEY PUMP |  | CONTROL PANEL |  | CONTROL PANEL |  | CLPL | CLPL | FUNCT03B-JPMP-CLPL | No Assets Affected | FUNCT03B-JPMP.CLPL |  |  |  | 0
6.COMPONENT | MODIFICATION | FUNCT | FUNCT | FIRE PROTECTION & LIFE SAFETY | FIRE PROTECTION & LIFE SAFETY | WATER SUPPLY | WATER SUPPLY (FIRE PROTECTION) | JOCKEY PUMP | JOCKEY PUMP |  | MOTOR |  | MOTOR |  | MOTR | MOTR | FUNCT03B-JPMP-MOTR | No Assets Affected | FUNCT03B-JPMP.MOTR |  |  |  | 0
4.ASSET | MODIFICATION | FUNCT | FUNCT | FIRE PROTECTION & LIFE SAFETY | FIRE PROTECTION & LIFE SAFETY | WATER SUPPLY | WATER SUPPLY (FIRE PROTECTION) | WATER SUPPLY PIPING | WATER SUPPLY PIPING | [5 empty] | WSP | WSP | FUNCT03B-WSP | 14 | FUNCT03B-WSP |  |  |  | 0
6.COMPONENT | MODIFICATION | FUNCT | FUNCT | FIRE PROTECTION & LIFE SAFETY | FIRE PROTECTION & LIFE SAFETY | WATER SUPPLY | WATER SUPPLY (FIRE PROTECTION) | HEAT TRACE | WATER SUPPLY PIPING |  |  |  | FREEZE PROTECTION |  | HTTC | FZPT | FUNCT03B-HTTC | No Assets Affected | FUNCT03B-WSP.FZPT |  |  |  | 0
6.COMPONENT | NEW |  | FUNCT |  | FIRE PROTECTION & LIFE SAFETY |  | WATER SUPPLY (FIRE PROTECTION) |  | WATER SUPPLY PIPING |  |  |  | INSULATION |  |  | INSL |  | No Assets Affected | FUNCT03B-WSP.INSL |  |  |  | 0
7.SPARE PART | NEW |  | FUNCT |  | FIRE PROTECTION & LIFE SAFETY |  | WATER SUPPLY (FIRE PROTECTION) |  | WATER SUPPLY PIPING |  |  |  |  | GAUGES |  | GAUG |  | No Assets Affected | FUNCT03B-WSP:GAUG |  |  |  | 0
4.ASSET | MODIFICATION | FUNCT | FUNCT | FIRE PROTECTION & LIFE SAFETY | FIRE PROTECTION & LIFE SAFETY | WATER SUPPLY | WATER SUPPLY (FIRE PROTECTION) | WATER STORAGE TANKS | WATER STORAGE TANKS | [5 empty] | WSTK | WSTK | FUNCT03B-WSTK | No Assets Affected | FUNCT03B-WSTK |  |  |  | 0
6.COMPONENT | NEW |  | FUNCT |  | FIRE PROTECTION & LIFE SAFETY |  | WATER SUPPLY (FIRE PROTECTION) |  | WATER STORAGE TANKS |  |  |  | DRAIN VALVE |  |  | DRNV |  | No Assets Affected | FUNCT03B-WSTK.DRNV |  |  |  | 0
6.COMPONENT | MODIFICATION | FUNCT | FUNCT | FIRE PROTECTION & LIFE SAFETY | FIRE PROTECTION & LIFE SAFETY | WATER SUPPLY | WATER SUPPLY (FIRE PROTECTION) | WATER STORAGE TANKS | WATER STORAGE TANKS |  | HEATER |  | HEATER |  | HEAT | HEAT | FUNCT03B-WSTK-HEAT | No Assets Affected | FUNCT03B-WSTK.HEAT |  |  |  | 0
6.COMPONENT | MODIFICATION | FUNCT | FUNCT | FIRE PROTECTION & LIFE SAFETY | FIRE PROTECTION & LIFE SAFETY | WATER SUPPLY | WATER SUPPLY (FIRE PROTECTION) | WATER STORAGE TANKS | WATER STORAGE TANKS |  | LADDER |  | LADDER |  | LADR | LADR | FUNCT03B-WSTK-LADR | No Assets Affected | FUNCT03B-WSTK.LADR |  |  |  | 0
6.COMPONENT | MODIFICATION | FUNCT | FUNCT | FIRE PROTECTION & LIFE SAFETY | FIRE PROTECTION & LIFE SAFETY | WATER SUPPLY | WATER SUPPLY (FIRE PROTECTION) | WATER STORAGE TANKS | WATER STORAGE TANKS |  | LEVEL INDICATOR |  | LEVEL INDICATOR |  | LVIN | LVIN | FUNCT03B-WSTK-LVIN | No Assets Affected | FUNCT03B-WSTK.LVIN |  |  |  | 0
3.SUBSYSTEM/INSTANCE | NO CHANGE | FUNCT | FUNCT | FIRE PROTECTION & LIFE SAFETY | FIRE PROTECTION & LIFE SAFETY | STANDPIPES | STANDPIPES | [7 empty] | C | C | FUNCT03C | No Assets Affected | FUNCT03C |  |  |  | 0 | EACH STANDPIPE/RISER OF HOSE RACK ASSEMBLIES | STANDPIPE NP-1
4.ASSET | NEW |  | FUNCT |  | FIRE PROTECTION & LIFE SAFETY |  | STANDPIPES |  | COMBINATION AIR VACUUM VALVE | [6 empty] | CAVV |  | No Assets Affected | FUNCT03C-CAVV |  |  |  | 0
4.ASSET | NEW |  | FUNCT |  | FIRE PROTECTION & LIFE SAFETY |  | STANDPIPES |  | CONTROL VALVE | [6 empty] | CNTV |  | No Assets Affected | FUNCT03C-CNTV |  |  |  | 1
4.ASSET | NO CHANGE | FUNCT | FUNCT | FIRE PROTECTION & LIFE SAFETY | FIRE PROTECTION & LIFE SAFETY | STANDPIPES | STANDPIPES | FIRE DEPARTMENT CONNECTION | FIRE DEPARTMENT CONNECTION | [5 empty] | FDC | FDC | FUNCT03C-FDC | 7 | FUNCT03C-FDC |  |  |  | 0
6.COMPONENT | NEW |  | FUNCT |  | FIRE PROTECTION & LIFE SAFETY |  | STANDPIPES |  | FIRE DEPARTMENT CONNECTION |  |  |  | CHECK VALVE |  |  | CHVL |  | No Assets Affected | FUNCT03C-FDC.CHVL |  |  |  | 0
6.COMPONENT | NEW |  | FUNCT |  | FIRE PROTECTION & LIFE SAFETY |  | STANDPIPES |  | FIRE DEPARTMENT CONNECTION |  |  |  | POST INDICATOR VALVE |  |  | PINV |  | No Assets Affected | FUNCT03C-FDC.PINV |  |  |  | 0
4.ASSET | MODIFICATION | FUNCT | FUNCT | FIRE PROTECTION & LIFE SAFETY | FIRE PROTECTION & LIFE SAFETY | STANDPIPES | STANDPIPES | FIRE HOSE CABINETS | FIRE HOSE RACK ASSEMBLY | [5 empty] | FHSC | FHR | FUNCT03C-FHSC | 12 | FUNCT03C-FHR |  |  |  | 0
6.COMPONENT | MODIFICATION | FUNCT | FUNCT | FIRE PROTECTION & LIFE SAFETY | FIRE PROTECTION & LIFE SAFETY | STANDPIPES | STANDPIPES | FIRE HOSE RACK ASSEMBLY | FIRE HOSE RACK ASSEMBLY |  |  |  | FIRE HOSE CABINETS |  | FHR | FHSC | FUNCT03C-FHR | 8 | FUNCT03C-FHR.FHSC |  |  |  | 0
6.COMPONENT | MODIFICATION | FUNCT | FUNCT | FIRE PROTECTION & LIFE SAFETY | FIRE PROTECTION & LIFE SAFETY | STANDPIPES | STANDPIPES | FIRE HOSE CABINETS | FIRE HOSE RACK ASSEMBLY |  |  | SIGN | SIGN |  | SIGN | SIGN | FUNCT03C-FHSC.SIGN | No Assets Affected | FUNCT03C-FHR.SIGN |  |  |  | 0
7.SPARE PART | MODIFICATION | FUNCT | FUNCT | FIRE PROTECTION & LIFE SAFETY | FIRE PROTECTION & LIFE SAFETY | STANDPIPES | STANDPIPES | FIRE HOSE CABINETS | FIRE HOSE RACK ASSEMBLY |  | HOSE |  |  | HOSE | HOSE | HOSE | FUNCT03C-FHSC-HOSE | 24 | FUNCT03C-FHR:HOSE |  |  |  | 0
7.SPARE PART | MODIFICATION | FUNCT | FUNCT | FIRE PROTECTION & LIFE SAFETY | FIRE PROTECTION & LIFE SAFETY | STANDPIPES | STANDPIPES | FIRE HOSE RACK ASSEMBLY | FIRE HOSE RACK ASSEMBLY |  | VALVE |  |  | ISOLATION VALVES | VLV | ISOV | FUNCT03C-FHR-VLV | No Assets Affected | FUNCT03C-FHR:ISOV |  |  |  | 0
4.ASSET | NO CHANGE | FUNCT | FUNCT | FIRE PROTECTION & LIFE SAFETY | FIRE PROTECTION & LIFE SAFETY | STANDPIPES | STANDPIPES | HYDRANTS | HYDRANTS | [5 empty] | HYDT | HYDT | FUNCT03C-HYDT | No Assets Affected | FUNCT03C-HYDT |  |  |  | 0
4.ASSET | MODIFICATION | FUNCT | FUNCT | FIRE PROTECTION & LIFE SAFETY | FIRE PROTECTION & LIFE SAFETY | STANDPIPES | STANDPIPES | VALVE | ISOLATION VALVES | [5 empty] | VLV | ISOV | FUNCT03C-VLV | 102 | FUNCT03C-ISOV |  |  |  | 0
6.COMPONENT | NEW |  | FUNCT |  | FIRE PROTECTION & LIFE SAFETY |  | STANDPIPES |  | ISOLATION VALVES |  |  |  | MONITORING MODULE |  |  | MNMD |  | No Assets Affected | FUNCT03C-ISOV.MNMD |  |  |  | 0
6.COMPONENT | MODIFICATION | FUNCT | FUNCT | FIRE PROTECTION & LIFE SAFETY | FIRE PROTECTION & LIFE SAFETY | STANDPIPES | STANDPIPES | VALVE | ISOLATION VALVES |  |  | SWITCH | TAMPER SWITCH |  | SWCH | TMPS | FUNCT03C-VLV.SWCH | No Assets Affected | FUNCT03C-ISOV.TMPS |  |  |  | 0
4.ASSET | MODIFICATION | FUNCT | FUNCT | FIRE PROTECTION & LIFE SAFETY | FIRE PROTECTION & LIFE SAFETY | STANDPIPES | STANDPIPES | STANDPIPES | PIPE | [5 empty] | STDP | PIPE | FUNCT03C-STDP | 127 | FUNCT03C-PIPE |  |  |  | 0
6.COMPONENT | MODIFICATION | FUNCT | FUNCT | FIRE PROTECTION & LIFE SAFETY | FIRE PROTECTION & LIFE SAFETY | STANDPIPES | STANDPIPES | STANDPIPES | PIPE |  | HEAT TRACE |  | FREEZE PROTECTION |  | HTTC | FZPT | FUNCT03C-STDP-HTTC | No Assets Affected | FUNCT03C-PIPE.FZPT |  |  |  | 0
6.COMPONENT | NEW |  | FUNCT |  | FIRE PROTECTION & LIFE SAFETY |  | STANDPIPES |  | PIPE |  |  |  | INSULATION |  |  | INSL |  | No Assets Affected | FUNCT03C-PIPE.INSL |  |  |  | 0
3.SUBSYSTEM/INSTANCE | NO CHANGE | FUNCT | FUNCT | FIRE PROTECTION & LIFE SAFETY | FIRE PROTECTION & LIFE SAFETY | SPECIAL SUPPRESSION | SPECIAL SUPPRESSION | [7 empty] | D | D | FUNCT03D | No Assets Affected | FUNCT03D |  |  |  | 0 | EACH SPECIAL SUPPRESSION ZONE | ZONE 1-A01-CAS-01
4.ASSET | NO CHANGE | FUNCT | FUNCT | FIRE PROTECTION & LIFE SAFETY | FIRE PROTECTION & LIFE SAFETY | SPECIAL SUPPRESSION | SPECIAL SUPPRESSION | ABORT STATION | ABORT STATION | [5 empty] | ABRT | ABRT | FUNCT03D-ABRT | 23 | FUNCT03D-ABRT |  |  |  | 0
4.ASSET | MODIFICATION | FUNCT | FUNCT | FIRE PROTECTION & LIFE SAFETY | FIRE PROTECTION & LIFE SAFETY | SPECIAL SUPPRESSION | SPECIAL SUPPRESSION | ALARM | AUDIO / VISUAL DEVICE | [5 empty] | ALRM | AVDV | FUNCT03D-ALRM | 92 | FUNCT03D-AVDV |  |  |  | 0
4.ASSET | NO CHANGE | FUNCT | FUNCT | FIRE PROTECTION & LIFE SAFETY | FIRE PROTECTION & LIFE SAFETY | SPECIAL SUPPRESSION | SPECIAL SUPPRESSION | DETECTOR | DETECTOR | [5 empty] | DTCT | DTCT | FUNCT03D-DTCT | 9 | FUNCT03D-DTCT |  |  |  | 0
4.ASSET | NEW |  | FUNCT |  | FIRE PROTECTION & LIFE SAFETY |  | SPECIAL SUPPRESSION |  | PIPE | [6 empty] | PIPE |  | No Assets Affected | FUNCT03D-PIPE |  |  |  | 0
6.COMPONENT | NEW |  | FUNCT |  | FIRE PROTECTION & LIFE SAFETY |  | SPECIAL SUPPRESSION |  | PIPE |  |  |  | NOZZLE |  |  | NOZL |  | No Assets Affected | FUNCT03D-PIPE.NOZL |  |  |  | 0
4.ASSET | NEW |  | FUNCT |  | FIRE PROTECTION & LIFE SAFETY |  | SPECIAL SUPPRESSION |  | PURGE PANELS | [6 empty] | PRPN |  | No Assets Affected | FUNCT03D-PRPN |  |  |  | 0
4.ASSET | NO CHANGE | FUNCT | FUNCT | FIRE PROTECTION & LIFE SAFETY | FIRE PROTECTION & LIFE SAFETY | SPECIAL SUPPRESSION | SPECIAL SUPPRESSION | RELEASE STATIONS | RELEASE STATIONS | [5 empty] | RLST | RLST | FUNCT03D-RLST | 7 | FUNCT03D-RLST |  |  |  | 0
4.ASSET | NO CHANGE | FUNCT | FUNCT | FIRE PROTECTION & LIFE SAFETY | FIRE PROTECTION & LIFE SAFETY | SPECIAL SUPPRESSION | SPECIAL SUPPRESSION | SUPPRESSION CONTROL PANEL | SUPPRESSION CONTROL PANEL | [5 empty] | SPCP | SPCP | FUNCT03D-SPCP | No Assets Affected | FUNCT03D-SPCP |  |  |  | 0
4.ASSET | NO CHANGE | FUNCT | FUNCT | FIRE PROTECTION & LIFE SAFETY | FIRE PROTECTION & LIFE SAFETY | SPECIAL SUPPRESSION | SPECIAL SUPPRESSION | TANK | TANK | [5 empty] | TANK | TANK | FUNCT03D-TANK | 19 | FUNCT03D-TANK |  |  |  | 0
6.COMPONENT | MODIFICATION | FUNCT | FUNCT | FIRE PROTECTION & LIFE SAFETY | FIRE PROTECTION & LIFE SAFETY | SPECIAL SUPPRESSION | SPECIAL SUPPRESSION | RELEASE SOLENOID | TANK |  |  |  | RELEASE SOLENOID |  | RLSD | RLSD | FUNCT03D-RLSD | No Assets Affected | FUNCT03D-TANK.RLSD |  |  |  | 0
6.COMPONENT | NO CHANGE | FUNCT | FUNCT | FIRE PROTECTION & LIFE SAFETY | FIRE PROTECTION & LIFE SAFETY | SPECIAL SUPPRESSION | SPECIAL SUPPRESSION | TANK | TANK |  |  | SIGN | SIGN |  | SIGN | SIGN | FUNCT03D-TANK.SIGN | No Assets Affected | FUNCT03D-TANK.SIGN |  |  |  | 0
7.SPARE PART | NEW |  | FUNCT |  | FIRE PROTECTION & LIFE SAFETY |  | SPECIAL SUPPRESSION |  | TANK |  |  |  |  | CHEMICAL AGENT |  | CHEM |  | No Assets Affected | FUNCT03D-TANK:CHEM |  |  |  | 0
7.SPARE PART | MODIFICATION | FUNCT | FUNCT | FIRE PROTECTION & LIFE SAFETY | FIRE PROTECTION & LIFE SAFETY | SPECIAL SUPPRESSION | SPECIAL SUPPRESSION | SWITCH | TANK |  |  |  |  | PRESSURE SWITCH | SWCH | PRSW | FUNCT03D-SWCH | No Assets Affected | FUNCT03D-TANK:PRSW |  |  |  | 0
4.ASSET | NO CHANGE | FUNCT | FUNCT | FIRE PROTECTION & LIFE SAFETY | FIRE PROTECTION & LIFE SAFETY | SPECIAL SUPPRESSION | SPECIAL SUPPRESSION | TRANSFER PUMP | TRANSFER PUMP | [5 empty] | TXPM | TXPM | FUNCT03D-TXPM | No Assets Affected | FUNCT03D-TXPM |  |  |  | 0
6.COMPONENT | NEW |  | FUNCT |  | FIRE PROTECTION & LIFE SAFETY |  | SPECIAL SUPPRESSION |  | TRANSFER PUMP |  |  |  | MOTOR |  |  | MOTR |  | No Assets Affected | FUNCT03D-TXPM.MOTR |  |  |  | 0
6.COMPONENT | NEW |  | FUNCT |  | FIRE PROTECTION & LIFE SAFETY |  | SPECIAL SUPPRESSION |  | TRANSFER PUMP |  |  |  | VFD/ STARTER |  |  | STRT |  | No Assets Affected | FUNCT03D-TXPM.STRT |  |  |  | 0
3.SUBSYSTEM/INSTANCE | MODIFICATION | FUNCT | FUNCT | FIRE PROTECTION & LIFE SAFETY | FIRE PROTECTION & LIFE SAFETY | FIRE EXTINGUISHERS | FIRE EXTINGUISHING | [7 empty] | E | E | FUNCT03E | No Assets Affected | FUNCT03E |  |  |  | 0 | FIRE EXTINGUISHERS, FIRE HYDRANTS
4.ASSET | MODIFICATION | DIST | FUNCT |  | FIRE PROTECTION & LIFE SAFETY |  | FIRE EXTINGUISHING | FIRE HYDRANTS | FIRE HYDRANT | [5 empty] | HDRT | FHYD | DIST84D-HDRT | No Assets Affected | FUNCT03E-FHYD |  |  |  | 0
6.COMPONENT | NEW |  | FUNCT |  | FIRE PROTECTION & LIFE SAFETY |  | FIRE EXTINGUISHING |  | FIRE HYDRANT |  |  | ISOLATION VALVES |  |  | ISOV |  | FUNCT03E-FHYD.ISOV
4.ASSET | MODIFICATION | FUNCT | FUNCT | FIRE PROTECTION & LIFE SAFETY | FIRE PROTECTION & LIFE SAFETY | FIRE EXTINGUISHERS | FIRE EXTINGUISHING | FIRE EXTINGUISHER | FIRE EXTINGUISHER | [5 empty] | FREX | FREX | FUNCT03E-FREX | 376 | FUNCT03E-FREX |  |  |  | 0
6.COMPONENT | MODIFICATION | FUNCT | FUNCT | FIRE PROTECTION & LIFE SAFETY | FIRE PROTECTION & LIFE SAFETY | FIRE EXTINGUISHERS | FIRE EXTINGUISHING | FIRE EXTINGUISHER | FIRE EXTINGUISHER |  |  | CABINET | CABINET |  | CBNT | CBNT | FUNCT03E-FREX.CBNT | No Assets Affected | FUNCT03E-FREX.CBNT |  |  |  | 0
3.SUBSYSTEM/INSTANCE | MODIFICATION | FUNCT | FUNCT | FIRE PROTECTION & LIFE SAFETY | FIRE PROTECTION & LIFE SAFETY | LIFE SAFETY/EGRESS | LIFE SAFETY / EGRESS | [7 empty] | F | F | FUNCT03F | No Assets Affected | FUNCT03F |  |  |  | 0 | EACH EVACUATION ZONE | EVAC ZONE EP-1
4.ASSET | MODIFICATION | FUNCT | FUNCT | FIRE PROTECTION & LIFE SAFETY | FIRE PROTECTION & LIFE SAFETY | LIFE SAFETY/EGRESS | LIFE SAFETY / EGRESS | EMERGENCY LIGHTS (BATTERY) | EMERGENCY LIGHT | [5 empty] | EGLT | EGLT | FUNCT03F-EGLT | 140 | FUNCT03F-EGLT |  |  |  | 2
4.ASSET | MODIFICATION | FUNCT | FUNCT | FIRE PROTECTION & LIFE SAFETY | FIRE PROTECTION & LIFE SAFETY | LIFE SAFETY/EGRESS | LIFE SAFETY / EGRESS | EXIT SIGN | EXIT SIGN | [5 empty] | EXSN | EXSN | FUNCT03F-EXSN | 245 | FUNCT03F-EXSN |  |  |  | 0
4.ASSET | NEW |  | FUNCT |  | FIRE PROTECTION & LIFE SAFETY |  | LIFE SAFETY / EGRESS |  | MARKINGS | [6 empty] | MARK |  | No Assets Affected | FUNCT03F-MARK |  |  |  | 0
3.SUBSYSTEM/INSTANCE | MODIFICATION | FUNCT | FUNCT | FIRE PROTECTION & LIFE SAFETY | FIRE PROTECTION & LIFE SAFETY | SPRINKLER | WATER BASED SUPPRESSION | [7 empty] | G | G | FUNCT03G | No Assets Affected | FUNCT03G |  |  |  | 0 | EACH WB SUPPRESSION ZONE | ZONE T1-A01-PRE-01
4.ASSET | MODIFICATION | FUNCT | FUNCT | FIRE PROTECTION & LIFE SAFETY | FIRE PROTECTION & LIFE SAFETY | SPRINKLER | WATER BASED SUPPRESSION | SPRINKLER AIR COMPRESSOR | AIR COMPRESSOR | [5 empty] | COMP | ARCP | FUNCT03G-COMP | No Assets Affected | FUNCT03G-ARCP |  |  |  | 0
4.ASSET | MODIFICATION | FUNCT | FUNCT | FIRE PROTECTION & LIFE SAFETY | FIRE PROTECTION & LIFE SAFETY | SPRINKLER | WATER BASED SUPPRESSION | CONTROL PANEL | CONTROL PANEL | [5 empty] | CLPL | CLPL | FUNCT03G-CLPL | No Assets Affected | FUNCT03G-CLPL |  |  |  | 0
6.COMPONENT | MODIFICATION | FUNCT | FUNCT | FIRE PROTECTION & LIFE SAFETY | FIRE PROTECTION & LIFE SAFETY | SPRINKLER | WATER BASED SUPPRESSION | PREACTION DETECTORS | CONTROL PANEL |  |  |  | DETECTOR (QTY) |  | PADT | DCTR | FUNCT03G-PADT | 15 | FUNCT03G-CLPL.DCTR |  |  |  | 0
4.ASSET | NEW |  | FUNCT |  | FIRE PROTECTION & LIFE SAFETY |  | WATER BASED SUPPRESSION |  | DELUGE ALARM VALVE | [6 empty] | DELV |  | No Assets Affected | FUNCT03G-DELV |  |  |  | 0
7.SPARE PART | NEW |  | FUNCT |  | FIRE PROTECTION & LIFE SAFETY |  | WATER BASED SUPPRESSION |  | DELUGE ALARM VALVE |  |  |  |  | GAUGES |  | GAUG |  | No Assets Affected | FUNCT03G-DELV:GAUG |  |  |  | 0
7.SPARE PART | NEW |  | FUNCT |  | FIRE PROTECTION & LIFE SAFETY |  | WATER BASED SUPPRESSION |  | DELUGE ALARM VALVE |  |  |  |  | PRESSURE SWITCH |  | PRSW |  | No Assets Affected | FUNCT03G-DELV:PRSW |  |  |  | 0
4.ASSET | MODIFICATION | FUNCT | FUNCT | FIRE PROTECTION & LIFE SAFETY | FIRE PROTECTION & LIFE SAFETY | SPRINKLER | WATER BASED SUPPRESSION | DRUM DRIP | DRAIN VALVE | [5 empty] | DRDP | DRNV | FUNCT03G-DRDP | No Assets Affected | FUNCT03G-DRNV |  |  |  | 0
6.COMPONENT | MODIFICATION | FUNCT | FUNCT | FIRE PROTECTION & LIFE SAFETY | FIRE PROTECTION & LIFE SAFETY | SPRINKLER | WATER BASED SUPPRESSION | DRUM DRIP | DRAIN VALVE |  |  | DRUM DRIP HEATER | FREEZE PROTECTION |  | DDH | FZPT | FUNCT03G-DRDP.DDH | No Assets Affected | FUNCT03G-DRNV.FZPT |  |  |  | 0
4.ASSET | NEW |  | FUNCT |  | FIRE PROTECTION & LIFE SAFETY |  | WATER BASED SUPPRESSION |  | DRY SYSTEM ALARM VALVE | [6 empty] | DRYV |  | No Assets Affected | FUNCT03G-DRYV |  |  |  | 0
6.COMPONENT | NEW |  | FUNCT |  | FIRE PROTECTION & LIFE SAFETY |  | WATER BASED SUPPRESSION |  | DRY SYSTEM ALARM VALVE |  |  |  | ACCELERATOR |  |  | ACCEL |  | No Assets Affected | FUNCT03G-DRYV.ACCEL |  |  |  | 0
6.COMPONENT | NEW |  | FUNCT |  | FIRE PROTECTION & LIFE SAFETY |  | WATER BASED SUPPRESSION |  | DRY SYSTEM ALARM VALVE |  |  |  | AIR MAINTENANCE DEVICE |  |  | AMND |  | No Assets Affected | FUNCT03G-DRYV.AMND |  |  |  | 0
6.COMPONENT | MODIFICATION | FUNCT | FUNCT | FIRE PROTECTION & LIFE SAFETY | FIRE PROTECTION & LIFE SAFETY | SPRINKLER | WATER BASED SUPPRESSION | DRY SPRINKLER AIR COMPRESSOR | DRY SYSTEM ALARM VALVE |  |  |  | AIR COMPRESSOR |  | DSAC | ARCP | FUNCT03G-DSAC | No Assets Affected | FUNCT03G-DRYV.ARCP |  |  |  | 0
6.COMPONENT | NEW |  | FUNCT |  | FIRE PROTECTION & LIFE SAFETY |  | WATER BASED SUPPRESSION |  | DRY SYSTEM ALARM VALVE |  |  |  | CONTROL PANEL |  |  | CLPL |  | No Assets Affected | FUNCT03G-DRYV.CLPL |  |  |  | 0
7.SPARE PART | NEW |  | FUNCT |  | FIRE PROTECTION & LIFE SAFETY |  | WATER BASED SUPPRESSION |  | DRY SYSTEM ALARM VALVE |  |  |  |  | GAUGES |  | GAUG |  | No Assets Affected | FUNCT03G-DRYV:GAUG |  |  |  | 0
7.SPARE PART | NEW |  | FUNCT |  | FIRE PROTECTION & LIFE SAFETY |  | WATER BASED SUPPRESSION |  | DRY SYSTEM ALARM VALVE |  |  |  |  | PRESSURE SWITCH |  | PRSW |  | No Assets Affected | FUNCT03G-DRYV:PRSW |  |  |  | 0
4.ASSET | MODIFICATION | FUNCT | FUNCT | FIRE PROTECTION & LIFE SAFETY | FIRE PROTECTION & LIFE SAFETY | SPRINKLER | WATER BASED SUPPRESSION | VALVE | ISOLATION VALVES | [5 empty] | VLV | ISOV | FUNCT03G-VLV | 82 | FUNCT03G-ISOV |  |  |  | 0
6.COMPONENT | NEW |  | FUNCT |  | FIRE PROTECTION & LIFE SAFETY |  | WATER BASED SUPPRESSION |  | ISOLATION VALVES |  |  |  | MONITORING MODULE |  |  | MNMD |  | No Assets Affected | FUNCT03G-ISOV.MNMD |  |  |  | 0
6.COMPONENT | MODIFICATION | FUNCT | FUNCT | FIRE PROTECTION & LIFE SAFETY | FIRE PROTECTION & LIFE SAFETY | SPRINKLER | WATER BASED SUPPRESSION | VALVE | ISOLATION VALVES |  |  | SWITCH | TAMPER SWITCH |  | SWCH | TMPS | FUNCT03G-VLV.SWCH | No Assets Affected | FUNCT03G-ISOV.TMPS |  |  |  | 0
4.ASSET | NEW |  | FUNCT |  | FIRE PROTECTION & LIFE SAFETY |  | WATER BASED SUPPRESSION |  | PIPE | [6 empty] | PIPE |  | No Assets Affected | FUNCT03G-PIPE |  |  |  | 0
6.COMPONENT | MODIFICATION | FUNCT | FUNCT | FIRE PROTECTION & LIFE SAFETY | FIRE PROTECTION & LIFE SAFETY | SPRINKLER | WATER BASED SUPPRESSION | HEAT TRACE | PIPE |  |  |  | FREEZE PROTECTION |  | HTTC | FZPT | FUNCT03G-HTTC | No Assets Affected | FUNCT03G-PIPE.FZPT |  |  |  | 0
6.COMPONENT | NEW |  | FUNCT |  | FIRE PROTECTION & LIFE SAFETY |  | WATER BASED SUPPRESSION |  | PIPE |  |  |  | INSULATION |  |  | INSL |  | No Assets Affected | FUNCT03G-PIPE.INSL |  |  |  | 0
7.SPARE PART | NEW |  | FUNCT |  | FIRE PROTECTION & LIFE SAFETY |  | WATER BASED SUPPRESSION |  | PIPE |  |  |  |  | GAUGES |  | GAUG |  | No Assets Affected | FUNCT03G-PIPE:GAUG |  |  |  | 0
7.SPARE PART | MODIFICATION | FUNCT | FUNCT | FIRE PROTECTION & LIFE SAFETY | FIRE PROTECTION & LIFE SAFETY | SPRINKLER | WATER BASED SUPPRESSION | SPRINKLER HEADS | PIPE |  |  |  |  | SPRINKLER HEAD | HEAD | SPHD | FUNCT03G-HEAD | 645 | FUNCT03G-PIPE:SPHD |  |  |  | 0
4.ASSET | NEW |  | FUNCT |  | FIRE PROTECTION & LIFE SAFETY |  | WATER BASED SUPPRESSION |  | PRE-ACTION ALARM VALVE | [6 empty] | PREV |  | No Assets Affected | FUNCT03G-PREV |  |  |  | 0
6.COMPONENT | NEW |  | FUNCT |  | FIRE PROTECTION & LIFE SAFETY |  | WATER BASED SUPPRESSION |  | PRE-ACTION ALARM VALVE |  |  |  | ACCELERATOR |  |  | ACCEL |  | No Assets Affected | FUNCT03G-PREV.ACCEL |  |  |  | 0
6.COMPONENT | MODIFICATION | FUNCT | FUNCT | FIRE PROTECTION & LIFE SAFETY | FIRE PROTECTION & LIFE SAFETY | SPRINKLER | WATER BASED SUPPRESSION | AIR MAINTENANCE DEVICE | PRE-ACTION ALARM VALVE |  |  |  | AIR MAINTENANCE DEVICE |  | AMND | AMND | FUNCT03G-AMND | No Assets Affected | FUNCT03G-PREV.AMND |  |  |  | 0
6.COMPONENT | NEW |  | FUNCT |  | FIRE PROTECTION & LIFE SAFETY |  | WATER BASED SUPPRESSION |  | PRE-ACTION ALARM VALVE |  |  |  | AIR COMPRESSOR |  |  | ARCP |  | No Assets Affected | FUNCT03G-PREV.ARCP |  |  |  | 0
7.SPARE PART | NEW |  | FUNCT |  | FIRE PROTECTION & LIFE SAFETY |  | WATER BASED SUPPRESSION |  | PRE-ACTION ALARM VALVE |  |  |  |  | GAUGES |  | GAUG |  | No Assets Affected | FUNCT03G-PREV:GAUG |  |  |  | 0
7.SPARE PART | NEW |  | FUNCT |  | FIRE PROTECTION & LIFE SAFETY |  | WATER BASED SUPPRESSION |  | PRE-ACTION ALARM VALVE |  |  |  |  | PRESSURE SWITCH |  | PRSW |  | No Assets Affected | FUNCT03G-PREV:PRSW |  |  |  | 0
7.SPARE PART | NEW |  | FUNCT |  | FIRE PROTECTION & LIFE SAFETY |  | WATER BASED SUPPRESSION |  | PRE-ACTION ALARM VALVE |  |  |  |  | SOLENOID VALVE |  | SOLV |  | No Assets Affected | FUNCT03G-PREV:SOLV |  |  |  | 0
4.ASSET | MODIFICATION | FUNCT | FUNCT | FIRE PROTECTION & LIFE SAFETY | FIRE PROTECTION & LIFE SAFETY | SPRINKLER | WATER BASED SUPPRESSION | INSPECTORS TEST CONNECTIONS | ALARM TEST VALVE | [5 empty] | ITCN | TSTV | FUNCT03G-ITCN | 19 | FUNCT03G-TSTV |  |  |  | 0
4.ASSET | MODIFICATION | FUNCT | FUNCT | FIRE PROTECTION & LIFE SAFETY | FIRE PROTECTION & LIFE SAFETY | SPRINKLER | WATER BASED SUPPRESSION | SWITCH | WATERFLOW SWITCH | [5 empty] | SWCH | WTRS | FUNCT03G-SWCH | 30 | FUNCT03G-WTRS |  |  |  | 0
6.COMPONENT | NEW |  | FUNCT |  | FIRE PROTECTION & LIFE SAFETY |  | WATER BASED SUPPRESSION |  | WATERFLOW SWITCH |  |  |  | MONITORING MODULE |  |  | MNMD |  | No Assets Affected | FUNCT03G-WTRS.MNMD |  |  |  | 0

## COMMENTS
LEVEL | ACTION | HIERARCHY | HIERARCHY UPDATE | SYSTEM | SYSTEM UPDATE | SUBSYSTEM | SUBSYSTEM UPDATE | ASSET | ASSET UPDATE | CHILD ASSET | COMPONENT | COMPONENT UPDATE | SPARE PART UPDATE | ACRONYM | ACRONYM UPDATE | ADS CODE | Affected Assets | ADS CODE UPDATE | REMOVE | TB&T, PORTS | FLOW ENABLED | CONFLICT | INSTANCE | INSTANCE EXAMPLE | SCBD DATE | REFERENCE | DICTIONARY
2.SYSTEM | NEW |  | DIST |  | FIRE PROTECTION & LIFE SAFETY | [9 empty] | 03 |  | No Assets Affected | DIST03 |  |  |  | 0 |  |  |  |  | Site/facility-wide systems, structures & equipment between & serving multiple Maintenance Objects that pertain to the delivery, storage, generation and dispensing of pressurized water for use in water-based fire protection systems at various buiildings or sites.
3.SUBSYSTEM/INSTANCE | NEW |  | DIST |  | FIRE PROTECTION & LIFE SAFETY |  | *NA | [7 empty] | X |  | No Assets Affected | DIST03X |  |  |  | 0
2.SYSTEM | NO CHANGE | FUNCT | FUNCT | FIRE PROTECTION & LIFE SAFETY | FIRE PROTECTION & LIFE SAFETY | [8 empty] | 03 | 03 | FUNCT03 | No Assets Affected | FUNCT03 |  |  |  | 0 |  |  | 2017 |  | Maintenance Object specific systems & equipment dedicated to the core elements of fire protection, life safety and egress within a building or localized site.
3.SUBSYSTEM/INSTANCE | NO CHANGE | FUNCT | FUNCT | FIRE PROTECTION & LIFE SAFETY | FIRE PROTECTION & LIFE SAFETY | FIRE ALARM SYSTEM | FIRE ALARM SYSTEM | [6 empty] | A | A | FUNCT03A | No Assets Affected | FUNCT03A |  |  |  | 0 | EACH FIRE ALARM ZONE | FA ZONE EP-1
4.ASSET | MODIFICATION | FUNCT | FUNCT | FIRE PROTECTION & LIFE SAFETY | FIRE PROTECTION & LIFE SAFETY | FIRE ALARM SYSTEM | FIRE ALARM SYSTEM | FIRE ALARM PANELS | ANNUNCIATOR PANEL | ANNUNCIATOR PANEL |  |  |  | ANPL | ANPL | FUNCT03A-FRAP-ANPL | 6 | FUNCT03A-ANPL |  |  |  | 0
4.ASSET | MODIFICATION | FUNCT | FUNCT | FIRE PROTECTION & LIFE SAFETY | FIRE PROTECTION & LIFE SAFETY | FIRE ALARM SYSTEM | FIRE ALARM SYSTEM | VISUAL DEVICE | AUDIO / VISUAL DEVICE |  |  |  |  | VDVC | AVDV | FUNCT03A-VDVC | No Assets Affected | FUNCT03A-AVDV |  |  |  | 0
4.ASSET | NO CHANGE | FUNCT | FUNCT | FIRE PROTECTION & LIFE SAFETY | FIRE PROTECTION & LIFE SAFETY | FIRE ALARM SYSTEM | FIRE ALARM SYSTEM | DATA GATHERING PANELS (DGP) | DATA GATHERING PANELS (DGP) |  |  |  |  | DGP | DGP | FUNCT03A-DGP | No Assets Affected | FUNCT03A-DGP |  |  |  | 0
4.ASSET | NO CHANGE | FUNCT | FUNCT | FIRE PROTECTION & LIFE SAFETY | FIRE PROTECTION & LIFE SAFETY | FIRE ALARM SYSTEM | FIRE ALARM SYSTEM | DETECTOR | DETECTOR |  |  |  |  | DTCT | DTCT | FUNCT03A-DTCT | No Assets Affected | FUNCT03A-DTCT |  |  |  | 0
4.ASSET | NO CHANGE | FUNCT | FUNCT | FIRE PROTECTION & LIFE SAFETY | FIRE PROTECTION & LIFE SAFETY | FIRE ALARM SYSTEM | FIRE ALARM SYSTEM | FIRE ALARM PANELS | FIRE ALARM PANELS |  |  |  |  | FRAP | FRAP | FUNCT03A-FRAP | 535 | FUNCT03A-FRAP |  |  |  | 0
6.COMPONENT | NO CHANGE | FUNCT | FUNCT | FIRE PROTECTION & LIFE SAFETY | FIRE PROTECTION & LIFE SAFETY | FIRE ALARM SYSTEM | FIRE ALARM SYSTEM | FIRE ALARM PANELS | FIRE ALARM PANELS |  | AUTO DIALERS | AUTO DIALERS |  | ATDL | ATDL | FUNCT03A-FRAP.ATDL | No Assets Affected | FUNCT03A-FRAP.ATDL |  |  |  | 0
6.COMPONENT | NO CHANGE | FUNCT | FUNCT | FIRE PROTECTION & LIFE SAFETY | FIRE PROTECTION & LIFE SAFETY | FIRE ALARM SYSTEM | FIRE ALARM SYSTEM | FIRE ALARM PANELS | FIRE ALARM PANELS |  | CONTROL MODULE | CONTROL MODULE |  | CLMD | CLMD | FUNCT03A-FRAP.CLMD | No Assets Affected | FUNCT03A-FRAP.CLMD |  |  |  | 0
6.COMPONENT | NO CHANGE | FUNCT | FUNCT | FIRE PROTECTION & LIFE SAFETY | FIRE PROTECTION & LIFE SAFETY | FIRE ALARM SYSTEM | FIRE ALARM SYSTEM | FIRE ALARM PANELS | FIRE ALARM PANELS |  | GUIS | GUIS |  | GUIS | GUIS | FUNCT03A-FRAP.GUIS | No Assets Affected | FUNCT03A-FRAP.GUIS |  |  |  | 0
6.COMPONENT | NO CHANGE | FUNCT | FUNCT | FIRE PROTECTION & LIFE SAFETY | FIRE PROTECTION & LIFE SAFETY | FIRE ALARM SYSTEM | FIRE ALARM SYSTEM | FIRE ALARM PANELS | FIRE ALARM PANELS |  | IO MODULE | IO MODULE |  | IOMD | IOMD | FUNCT03A-FRAP.IOMD | No Assets Affected | FUNCT03A-FRAP.IOMD |  |  |  | 0
7.SPARE PART | NO CHANGE | FUNCT | FUNCT | FIRE PROTECTION & LIFE SAFETY | FIRE PROTECTION & LIFE SAFETY | FIRE ALARM SYSTEM | FIRE ALARM SYSTEM | FIRE ALARM PANELS | FIRE ALARM PANELS | BATTERY |  |  | BATTERY | BTRY | BTRY | FUNCT03A-FRAP-BTRY | 12 | FUNCT03A-FRAP:BTRY |  |  |  | 0
7.SPARE PART | MODIFICATION | FUNCT | FUNCT | FIRE PROTECTION & LIFE SAFETY | FIRE PROTECTION & LIFE SAFETY | FIRE ALARM SYSTEM | FIRE ALARM SYSTEM | FIRE ALARM PANELS | FIRE ALARM PANELS |  | PRINTER |  | PRINTER | PRNT | PRNT | FUNCT03A-FRAP.PRNT | No Assets Affected | FUNCT03A-FRAP:PRNT |  |  |  | 0
7.SPARE PART | MODIFICATION | FUNCT | FUNCT | FIRE PROTECTION & LIFE SAFETY | FIRE PROTECTION & LIFE SAFETY | FIRE ALARM SYSTEM | FIRE ALARM SYSTEM | FIRE ALARM PANELS | FIRE ALARM PANELS |  | FIRE ALARM SYSTEM POWER SUPPLY |  | POWER SUPPLY | FASPS | PWSP | FUNCT03A-FRAP.FASPS | No Assets Affected | FUNCT03A-FRAP:PWSP |  |  |  | 0
4.ASSET | NO CHANGE | FUNCT | FUNCT | FIRE PROTECTION & LIFE SAFETY | FIRE PROTECTION & LIFE SAFETY | FIRE ALARM SYSTEM | FIRE ALARM SYSTEM | PULL STATIONS | PULL STATIONS |  |  |  |  | PLST | PLST | FUNCT03A-PLST | No Assets Affected | FUNCT03A-PLST |  |  |  | 0
4.ASSET | MODIFICATION | FUNCT | FUNCT | FIRE PROTECTION & LIFE SAFETY | FIRE PROTECTION & LIFE SAFETY | FIRE ALARM SYSTEM | FIRE ALARM SYSTEM | FIRE ALARM PANELS | PURGE PANELS | PURGE PANELS |  |  |  | PRPN | PRPN | FUNCT03A-FRAP-PRPN | No Assets Affected | FUNCT03A-PRPN |  |  |  | 0
4.ASSET | NEW |  | FUNCT |  | FIRE PROTECTION & LIFE SAFETY |  | FIRE ALARM SYSTEM |  | POWER SUPPLY | [5 empty] | PWSP |  | No Assets Affected | FUNCT03A-PWSP |  |  |  | 0
3.SUBSYSTEM/INSTANCE | MODIFICATION | FUNCT | FUNCT | FIRE PROTECTION & LIFE SAFETY | FIRE PROTECTION & LIFE SAFETY | WATER SUPPLY | WATER SUPPLY (FIRE PROTECTION) | [6 empty] | B | B | FUNCT03B | No Assets Affected | FUNCT03B |  |  |  | 0 | EACH WATER SUPPLY SOURCE | WATER SUPPLY 1
4.ASSET | MODIFICATION | FUNCT | FUNCT | FIRE PROTECTION & LIFE SAFETY | FIRE PROTECTION & LIFE SAFETY | WATER SUPPLY | WATER SUPPLY (FIRE PROTECTION) | BACKFLOW PREVENTER | BACKFLOW PREVENTER ASSEMBLY |  |  |  |  | BFPV | BFPA | FUNCT03B-BFPV | 14 | FUNCT03B-BFPA |  |  |  | 0
6.COMPONENT | MODIFICATION | FUNCT | FUNCT | FIRE PROTECTION & LIFE SAFETY | FIRE PROTECTION & LIFE SAFETY | WATER SUPPLY | WATER SUPPLY (FIRE PROTECTION) | BACKFLOW PREVENTER | BACKFLOW PREVENTER ASSEMBLY | VALVE |  | ISOLATION VALVES |  | VLV | ISOV | FUNCT03B-BFPV-VLV | 6 | FUNCT03B-BFPA.ISOV |  |  |  | 0
6.COMPONENT | MODIFICATION | FUNCT | FUNCT | FIRE PROTECTION & LIFE SAFETY | FIRE PROTECTION & LIFE SAFETY | WATER SUPPLY | WATER SUPPLY (FIRE PROTECTION) | BACKFLOW PREVENTER | BACKFLOW PREVENTER ASSEMBLY | SWITCH |  | TAMPER SWITCH |  | SWCH | TMPS | FUNCT03B-BFPV-SWCH | No Assets Affected | FUNCT03B-BFPA.TMPS |  |  |  | 0
6.COMPONENT | NEW |  | FUNCT |  | FIRE PROTECTION & LIFE SAFETY |  | WATER SUPPLY (FIRE PROTECTION) |  | BACKFLOW PREVENTER ASSEMBLY |  |  | WATER METER |  |  | WTMT |  | No Assets Affected | FUNCT03B-BFPA.WTMT |  |  |  | 0
4.ASSET | MODIFICATION | FUNCT | FUNCT | FIRE PROTECTION & LIFE SAFETY | FIRE PROTECTION & LIFE SAFETY | WATER SUPPLY | WATER SUPPLY (FIRE PROTECTION) | FD CONNECTIONS | FIRE DEPARTMENT CONNECTION |  |  |  |  | FDCN | FDC | FUNCT03B-FDCN | 10 | FUNCT03B-FDC |  |  |  | 0
6.COMPONENT | NEW |  | FUNCT |  | FIRE PROTECTION & LIFE SAFETY |  | WATER SUPPLY (FIRE PROTECTION) |  | FIRE DEPARTMENT CONNECTION |  |  | CHECK VALVE |  |  | CHVL |  | No Assets Affected | FUNCT03B-FDC.CHVL |  |  |  | 0
6.COMPONENT | NEW |  | FUNCT |  | FIRE PROTECTION & LIFE SAFETY |  | WATER SUPPLY (FIRE PROTECTION) |  | FIRE DEPARTMENT CONNECTION |  |  | POST INDICATOR VALVE |  |  | PINV |  | No Assets Affected | FUNCT03B-FDC.PINV |  |  |  | 0
4.ASSET | MODIFICATION | FUNCT | FUNCT | FIRE PROTECTION & LIFE SAFETY | FIRE PROTECTION & LIFE SAFETY | WATER SUPPLY | WATER SUPPLY (FIRE PROTECTION) | FIRE PUMP | FIRE PUMP |  |  |  |  | FPMP | FPMP | FUNCT03B-FPMP | 11 | FUNCT03B-FPMP |  |  |  | 0
6.COMPONENT | MODIFICATION | FUNCT | FUNCT | FIRE PROTECTION & LIFE SAFETY | FIRE PROTECTION & LIFE SAFETY | WATER SUPPLY | WATER SUPPLY (FIRE PROTECTION) | FIRE PUMP | FIRE PUMP | BATTERY CHARGER |  | BATTERY CHARGER |  | BTCR | BTCR | FUNCT03B-FPMP-BTCR | No Assets Affected | FUNCT03B-FPMP.BTCR |  |  |  | 0
6.COMPONENT | MODIFICATION | FUNCT | FUNCT | FIRE PROTECTION & LIFE SAFETY | FIRE PROTECTION & LIFE SAFETY | WATER SUPPLY | WATER SUPPLY (FIRE PROTECTION) | FIRE PUMP | FIRE PUMP | CHECK VALVE |  | CHECK VALVE |  | CHVL | CHVL | FUNCT03B-FPMP-CHVL | 5 | FUNCT03B-FPMP.CHVL |  |  |  | 0
6.COMPONENT | MODIFICATION | FUNCT | FUNCT | FIRE PROTECTION & LIFE SAFETY | FIRE PROTECTION & LIFE SAFETY | WATER SUPPLY | WATER SUPPLY (FIRE PROTECTION) | FIRE PUMP | FIRE PUMP | CONTROL PANEL |  | CONTROL PANEL |  | CLPL | CLPL | FUNCT03B-FPMP-CLPL | No Assets Affected | FUNCT03B-FPMP.CLPL |  |  |  | 0
6.COMPONENT | MODIFICATION | FUNCT | FUNCT | FIRE PROTECTION & LIFE SAFETY | FIRE PROTECTION & LIFE SAFETY | WATER SUPPLY | WATER SUPPLY (FIRE PROTECTION) | FIRE PUMP | FIRE PUMP | COUPLING |  | COUPLING |  | CPLG | CPLG | FUNCT03B-FPMP-CPLG | No Assets Affected | FUNCT03B-FPMP.CPLG |  |  |  | 0
6.COMPONENT | MODIFICATION | FUNCT | FUNCT | FIRE PROTECTION & LIFE SAFETY | FIRE PROTECTION & LIFE SAFETY | WATER SUPPLY | WATER SUPPLY (FIRE PROTECTION) | FLOW METER / CHART RECORDER | FIRE PUMP |  |  | CHART RECORDER |  | FLMT | CREC | FUNCT03B-FLMT | No Assets Affected | FUNCT03B-FPMP.CREC |  |  |  | 0
6.COMPONENT | MODIFICATION | FUNCT | FUNCT | FIRE PROTECTION & LIFE SAFETY | FIRE PROTECTION & LIFE SAFETY | WATER SUPPLY | WATER SUPPLY (FIRE PROTECTION) | FIRE PUMP | FIRE PUMP | MOTOR |  | MOTOR / ENGINE |  | MOTR | MTEG | FUNCT03B-FPMP-MOTR | No Assets Affected | FUNCT03B-FPMP.MTEG |  |  |  | 0
7.SPARE PART | MODIFICATION | FUNCT | FUNCT | FIRE PROTECTION & LIFE SAFETY | FIRE PROTECTION & LIFE SAFETY | WATER SUPPLY | WATER SUPPLY (FIRE PROTECTION) | FIRE PUMP | FIRE PUMP | BATTERY |  |  | BATTERY | BTRY | BTRY | FUNCT03B-FPMP-BTRY | No Assets Affected | FUNCT03B-FPMP:BTRY |  |  |  | 0
4.ASSET | MODIFICATION | FUNCT | FUNCT | FIRE PROTECTION & LIFE SAFETY | FIRE PROTECTION & LIFE SAFETY | WATER SUPPLY | WATER SUPPLY (FIRE PROTECTION) | FIRE PUMP | FIRE PUMP TEST HEADER | FIRE PUMP TEST HEADER |  |  |  | FPTH | FPTH | FUNCT03B-FPMP-FPTH | No Assets Affected | FUNCT03B-FPTH |  |  |  | 0
4.ASSET | MODIFICATION | FUNCT | FUNCT | FIRE PROTECTION & LIFE SAFETY | FIRE PROTECTION & LIFE SAFETY | WATER SUPPLY | WATER SUPPLY (FIRE PROTECTION) | FIRE PUMP | FUEL STORAGE TANK | TANK |  |  |  | TANK | FTNK | FUNCT03B-FPMP-TANK | No Assets Affected | FUNCT03B-FTNK |  |  |  | 0
6.COMPONENT | NEW |  | FUNCT |  | FIRE PROTECTION & LIFE SAFETY |  | WATER SUPPLY (FIRE PROTECTION) |  | FUEL STORAGE TANK |  |  | CONTROL VALVE |  |  | CNTV |  | No Assets Affected | FUNCT03B-FTNK.CNTV |  |  |  | 1
6.COMPONENT | NEW |  | FUNCT |  | FIRE PROTECTION & LIFE SAFETY |  | WATER SUPPLY (FIRE PROTECTION) |  | FUEL STORAGE TANK |  |  | ISOLATION VALVES |  |  | ISOV |  | No Assets Affected | FUNCT03B-FTNK.ISOV |  |  |  | 0
6.COMPONENT | NEW |  | FUNCT |  | FIRE PROTECTION & LIFE SAFETY |  | WATER SUPPLY (FIRE PROTECTION) |  | FUEL STORAGE TANK |  |  | LEAK DETECTION SYSTEM |  |  | LDET |  | No Assets Affected | FUNCT03B-FTNK.LDET |  |  |  | 1
6.COMPONENT | NEW |  | FUNCT |  | FIRE PROTECTION & LIFE SAFETY |  | WATER SUPPLY (FIRE PROTECTION) |  | FUEL STORAGE TANK |  |  | PIPE |  |  | PIPE |  | No Assets Affected | FUNCT03B-FTNK.PIPE |  |  |  | 0
6.COMPONENT | NEW |  | FUNCT |  | FIRE PROTECTION & LIFE SAFETY |  | WATER SUPPLY (FIRE PROTECTION) |  | FUEL STORAGE TANK |  |  | PUMP |  |  | PUMP |  | No Assets Affected | FUNCT03B-FTNK.PUMP |  |  |  | 0
6.COMPONENT | NEW |  | FUNCT |  | FIRE PROTECTION & LIFE SAFETY |  | WATER SUPPLY (FIRE PROTECTION) |  | FUEL STORAGE TANK |  |  | VENTS |  |  | VENT |  | No Assets Affected | FUNCT03B-FTNK.VENT |  |  |  | 0
7.SPARE PART | NEW |  | FUNCT |  | FIRE PROTECTION & LIFE SAFETY |  | WATER SUPPLY (FIRE PROTECTION) |  | FUEL STORAGE TANK |  |  |  | FUEL FILTER |  | FFLT |  | No Assets Affected | FUNCT03B-FTNK:FFLT |  |  |  | 0
4.ASSET | MODIFICATION | FUNCT | FUNCT | FIRE PROTECTION & LIFE SAFETY | FIRE PROTECTION & LIFE SAFETY | WATER SUPPLY | WATER SUPPLY (FIRE PROTECTION) | VALVE | ISOLATION VALVES |  |  |  |  | VLV | ISOV | FUNCT03B-VLV | 54 | FUNCT03B-ISOV |  |  |  | 0
6.COMPONENT | NEW |  | FUNCT |  | FIRE PROTECTION & LIFE SAFETY |  | WATER SUPPLY (FIRE PROTECTION) |  | ISOLATION VALVES |  |  | MONITORING MODULE |  |  | MNMD |  | No Assets Affected | FUNCT03B-ISOV.MNMD |  |  |  | 0
6.COMPONENT | MODIFICATION | FUNCT | FUNCT | FIRE PROTECTION & LIFE SAFETY | FIRE PROTECTION & LIFE SAFETY | WATER SUPPLY | WATER SUPPLY (FIRE PROTECTION) | VALVE | ISOLATION VALVES | SWITCH |  | TAMPER SWITCH |  | SWCH | TMPS | FUNCT03B-VLV-SWCH | 33 | FUNCT03B-ISOV.TMPS |  |  |  | 0
4.ASSET | MODIFICATION | FUNCT | FUNCT | FIRE PROTECTION & LIFE SAFETY | FIRE PROTECTION & LIFE SAFETY | WATER SUPPLY | WATER SUPPLY (FIRE PROTECTION) | JOCKEY PUMP | JOCKEY PUMP |  |  |  |  | JPMP | JPMP | FUNCT03B-JPMP | 6 | FUNCT03B-JPMP |  |  |  | 0
6.COMPONENT | MODIFICATION | FUNCT | FUNCT | FIRE PROTECTION & LIFE SAFETY | FIRE PROTECTION & LIFE SAFETY | WATER SUPPLY | WATER SUPPLY (FIRE PROTECTION) | JOCKEY PUMP | JOCKEY PUMP | CHECK VALVE |  | CHECK VALVE |  | CHVL | CHVL | FUNCT03B-JPMP-CHVL | No Assets Affected | FUNCT03B-JPMP.CHVL |  |  |  | 0
6.COMPONENT | MODIFICATION | FUNCT | FUNCT | FIRE PROTECTION & LIFE SAFETY | FIRE PROTECTION & LIFE SAFETY | WATER SUPPLY | WATER SUPPLY (FIRE PROTECTION) | JOCKEY PUMP | JOCKEY PUMP | CONTROL PANEL |  | CONTROL PANEL |  | CLPL | CLPL | FUNCT03B-JPMP-CLPL | No Assets Affected | FUNCT03B-JPMP.CLPL |  |  |  | 0
6.COMPONENT | MODIFICATION | FUNCT | FUNCT | FIRE PROTECTION & LIFE SAFETY | FIRE PROTECTION & LIFE SAFETY | WATER SUPPLY | WATER SUPPLY (FIRE PROTECTION) | JOCKEY PUMP | JOCKEY PUMP | MOTOR |  | MOTOR |  | MOTR | MOTR | FUNCT03B-JPMP-MOTR | No Assets Affected | FUNCT03B-JPMP.MOTR |  |  |  | 0
4.ASSET | MODIFICATION | FUNCT | FUNCT | FIRE PROTECTION & LIFE SAFETY | FIRE PROTECTION & LIFE SAFETY | WATER SUPPLY | WATER SUPPLY (FIRE PROTECTION) | WATER SUPPLY PIPING | WATER SUPPLY PIPING |  |  |  |  | WSP | WSP | FUNCT03B-WSP | 14 | FUNCT03B-WSP |  |  |  | 0
6.COMPONENT | MODIFICATION | FUNCT | FUNCT | FIRE PROTECTION & LIFE SAFETY | FIRE PROTECTION & LIFE SAFETY | WATER SUPPLY | WATER SUPPLY (FIRE PROTECTION) | HEAT TRACE | WATER SUPPLY PIPING |  |  | FREEZE PROTECTION |  | HTTC | FZPT | FUNCT03B-HTTC | No Assets Affected | FUNCT03B-WSP.FZPT |  |  |  | 0
6.COMPONENT | NEW |  | FUNCT |  | FIRE PROTECTION & LIFE SAFETY |  | WATER SUPPLY (FIRE PROTECTION) |  | WATER SUPPLY PIPING |  |  | INSULATION |  |  | INSL |  | No Assets Affected | FUNCT03B-WSP.INSL |  |  |  | 0
7.SPARE PART | NEW |  | FUNCT |  | FIRE PROTECTION & LIFE SAFETY |  | WATER SUPPLY (FIRE PROTECTION) |  | WATER SUPPLY PIPING |  |  |  | GAUGES |  | GAUG |  | No Assets Affected | FUNCT03B-WSP:GAUG |  |  |  | 0
4.ASSET | MODIFICATION | FUNCT | FUNCT | FIRE PROTECTION & LIFE SAFETY | FIRE PROTECTION & LIFE SAFETY | WATER SUPPLY | WATER SUPPLY (FIRE PROTECTION) | WATER STORAGE TANKS | WATER STORAGE TANKS |  |  |  |  | WSTK | WSTK | FUNCT03B-WSTK | No Assets Affected | FUNCT03B-WSTK |  |  |  | 0
6.COMPONENT | NEW |  | FUNCT |  | FIRE PROTECTION & LIFE SAFETY |  | WATER SUPPLY (FIRE PROTECTION) |  | WATER STORAGE TANKS |  |  | DRAIN VALVE |  |  | DRNV |  | No Assets Affected | FUNCT03B-WSTK.DRNV |  |  |  | 0
6.COMPONENT | MODIFICATION | FUNCT | FUNCT | FIRE PROTECTION & LIFE SAFETY | FIRE PROTECTION & LIFE SAFETY | WATER SUPPLY | WATER SUPPLY (FIRE PROTECTION) | WATER STORAGE TANKS | WATER STORAGE TANKS | HEATER |  | HEATER |  | HEAT | HEAT | FUNCT03B-WSTK-HEAT | No Assets Affected | FUNCT03B-WSTK.HEAT |  |  |  | 0
6.COMPONENT | MODIFICATION | FUNCT | FUNCT | FIRE PROTECTION & LIFE SAFETY | FIRE PROTECTION & LIFE SAFETY | WATER SUPPLY | WATER SUPPLY (FIRE PROTECTION) | WATER STORAGE TANKS | WATER STORAGE TANKS | LADDER |  | LADDER |  | LADR | LADR | FUNCT03B-WSTK-LADR | No Assets Affected | FUNCT03B-WSTK.LADR |  |  |  | 0
6.COMPONENT | MODIFICATION | FUNCT | FUNCT | FIRE PROTECTION & LIFE SAFETY | FIRE PROTECTION & LIFE SAFETY | WATER SUPPLY | WATER SUPPLY (FIRE PROTECTION) | WATER STORAGE TANKS | WATER STORAGE TANKS | LEVEL INDICATOR |  | LEVEL INDICATOR |  | LVIN | LVIN | FUNCT03B-WSTK-LVIN | No Assets Affected | FUNCT03B-WSTK.LVIN |  |  |  | 0
3.SUBSYSTEM/INSTANCE | NO CHANGE | FUNCT | FUNCT | FIRE PROTECTION & LIFE SAFETY | FIRE PROTECTION & LIFE SAFETY | STANDPIPES | STANDPIPES | [6 empty] | C | C | FUNCT03C | No Assets Affected | FUNCT03C |  |  |  | 0 | EACH STANDPIPE/RISER OF HOSE RACK ASSEMBLIES | STANDPIPE NP-1
4.ASSET | NEW |  | FUNCT |  | FIRE PROTECTION & LIFE SAFETY |  | STANDPIPES |  | COMBINATION AIR VACUUM VALVE | [5 empty] | CAVV |  | No Assets Affected | FUNCT03C-CAVV |  |  |  | 0
4.ASSET | NEW |  | FUNCT |  | FIRE PROTECTION & LIFE SAFETY |  | STANDPIPES |  | CONTROL VALVE | [5 empty] | CNTV |  | No Assets Affected | FUNCT03C-CNTV |  |  |  | 1
4.ASSET | NO CHANGE | FUNCT | FUNCT | FIRE PROTECTION & LIFE SAFETY | FIRE PROTECTION & LIFE SAFETY | STANDPIPES | STANDPIPES | FIRE DEPARTMENT CONNECTION | FIRE DEPARTMENT CONNECTION |  |  |  |  | FDC | FDC | FUNCT03C-FDC | 7 | FUNCT03C-FDC |  |  |  | 0
6.COMPONENT | NEW |  | FUNCT |  | FIRE PROTECTION & LIFE SAFETY |  | STANDPIPES |  | FIRE DEPARTMENT CONNECTION |  |  | CHECK VALVE |  |  | CHVL |  | No Assets Affected | FUNCT03C-FDC.CHVL |  |  |  | 0
6.COMPONENT | NEW |  | FUNCT |  | FIRE PROTECTION & LIFE SAFETY |  | STANDPIPES |  | FIRE DEPARTMENT CONNECTION |  |  | POST INDICATOR VALVE |  |  | PINV |  | No Assets Affected | FUNCT03C-FDC.PINV |  |  |  | 0
4.ASSET | MODIFICATION | FUNCT | FUNCT | FIRE PROTECTION & LIFE SAFETY | FIRE PROTECTION & LIFE SAFETY | STANDPIPES | STANDPIPES | FIRE HOSE CABINETS | FIRE HOSE RACK ASSEMBLY |  |  |  |  | FHSC | FHR | FUNCT03C-FHSC | 12 | FUNCT03C-FHR |  |  |  | 0
6.COMPONENT | MODIFICATION | FUNCT | FUNCT | FIRE PROTECTION & LIFE SAFETY | FIRE PROTECTION & LIFE SAFETY | STANDPIPES | STANDPIPES | FIRE HOSE RACK ASSEMBLY | FIRE HOSE RACK ASSEMBLY |  |  | FIRE HOSE CABINETS |  | FHR | FHSC | FUNCT03C-FHR | 8 | FUNCT03C-FHR.FHSC |  |  |  | 0
6.COMPONENT | MODIFICATION | FUNCT | FUNCT | FIRE PROTECTION & LIFE SAFETY | FIRE PROTECTION & LIFE SAFETY | STANDPIPES | STANDPIPES | FIRE HOSE CABINETS | FIRE HOSE RACK ASSEMBLY |  | SIGN | SIGN |  | SIGN | SIGN | FUNCT03C-FHSC.SIGN | No Assets Affected | FUNCT03C-FHR.SIGN |  |  |  | 0
7.SPARE PART | MODIFICATION | FUNCT | FUNCT | FIRE PROTECTION & LIFE SAFETY | FIRE PROTECTION & LIFE SAFETY | STANDPIPES | STANDPIPES | FIRE HOSE CABINETS | FIRE HOSE RACK ASSEMBLY | HOSE |  |  | HOSE | HOSE | HOSE | FUNCT03C-FHSC-HOSE | 24 | FUNCT03C-FHR:HOSE |  |  |  | 0
7.SPARE PART | MODIFICATION | FUNCT | FUNCT | FIRE PROTECTION & LIFE SAFETY | FIRE PROTECTION & LIFE SAFETY | STANDPIPES | STANDPIPES | FIRE HOSE RACK ASSEMBLY | FIRE HOSE RACK ASSEMBLY | VALVE |  |  | ISOLATION VALVES | VLV | ISOV | FUNCT03C-FHR-VLV | No Assets Affected | FUNCT03C-FHR:ISOV |  |  |  | 0
4.ASSET | NO CHANGE | FUNCT | FUNCT | FIRE PROTECTION & LIFE SAFETY | FIRE PROTECTION & LIFE SAFETY | STANDPIPES | STANDPIPES | HYDRANTS | HYDRANTS |  |  |  |  | HYDT | HYDT | FUNCT03C-HYDT | No Assets Affected | FUNCT03C-HYDT |  |  |  | 0
4.ASSET | MODIFICATION | FUNCT | FUNCT | FIRE PROTECTION & LIFE SAFETY | FIRE PROTECTION & LIFE SAFETY | STANDPIPES | STANDPIPES | VALVE | ISOLATION VALVES |  |  |  |  | VLV | ISOV | FUNCT03C-VLV | 102 | FUNCT03C-ISOV |  |  |  | 0
6.COMPONENT | NEW |  | FUNCT |  | FIRE PROTECTION & LIFE SAFETY |  | STANDPIPES |  | ISOLATION VALVES |  |  | MONITORING MODULE |  |  | MNMD |  | No Assets Affected | FUNCT03C-ISOV.MNMD |  |  |  | 0
6.COMPONENT | MODIFICATION | FUNCT | FUNCT | FIRE PROTECTION & LIFE SAFETY | FIRE PROTECTION & LIFE SAFETY | STANDPIPES | STANDPIPES | VALVE | ISOLATION VALVES |  | SWITCH | TAMPER SWITCH |  | SWCH | TMPS | FUNCT03C-VLV.SWCH | No Assets Affected | FUNCT03C-ISOV.TMPS |  |  |  | 0
4.ASSET | MODIFICATION | FUNCT | FUNCT | FIRE PROTECTION & LIFE SAFETY | FIRE PROTECTION & LIFE SAFETY | STANDPIPES | STANDPIPES | STANDPIPES | PIPE |  |  |  |  | STDP | PIPE | FUNCT03C-STDP | 127 | FUNCT03C-PIPE |  |  |  | 0
6.COMPONENT | MODIFICATION | FUNCT | FUNCT | FIRE PROTECTION & LIFE SAFETY | FIRE PROTECTION & LIFE SAFETY | STANDPIPES | STANDPIPES | STANDPIPES | PIPE | HEAT TRACE |  | FREEZE PROTECTION |  | HTTC | FZPT | FUNCT03C-STDP-HTTC | No Assets Affected | FUNCT03C-PIPE.FZPT |  |  |  | 0
6.COMPONENT | NEW |  | FUNCT |  | FIRE PROTECTION & LIFE SAFETY |  | STANDPIPES |  | PIPE |  |  | INSULATION |  |  | INSL |  | No Assets Affected | FUNCT03C-PIPE.INSL |  |  |  | 0
3.SUBSYSTEM/INSTANCE | NO CHANGE | FUNCT | FUNCT | FIRE PROTECTION & LIFE SAFETY | FIRE PROTECTION & LIFE SAFETY | SPECIAL SUPPRESSION | SPECIAL SUPPRESSION | [6 empty] | D | D | FUNCT03D | No Assets Affected | FUNCT03D |  |  |  | 0 | EACH SPECIAL SUPPRESSION ZONE | ZONE 1-A01-CAS-01
4.ASSET | NO CHANGE | FUNCT | FUNCT | FIRE PROTECTION & LIFE SAFETY | FIRE PROTECTION & LIFE SAFETY | SPECIAL SUPPRESSION | SPECIAL SUPPRESSION | ABORT STATION | ABORT STATION |  |  |  |  | ABRT | ABRT | FUNCT03D-ABRT | 23 | FUNCT03D-ABRT |  |  |  | 0
4.ASSET | MODIFICATION | FUNCT | FUNCT | FIRE PROTECTION & LIFE SAFETY | FIRE PROTECTION & LIFE SAFETY | SPECIAL SUPPRESSION | SPECIAL SUPPRESSION | ALARM | AUDIO / VISUAL DEVICE |  |  |  |  | ALRM | AVDV | FUNCT03D-ALRM | 92 | FUNCT03D-AVDV |  |  |  | 0
4.ASSET | NO CHANGE | FUNCT | FUNCT | FIRE PROTECTION & LIFE SAFETY | FIRE PROTECTION & LIFE SAFETY | SPECIAL SUPPRESSION | SPECIAL SUPPRESSION | DETECTOR | DETECTOR |  |  |  |  | DTCT | DTCT | FUNCT03D-DTCT | 9 | FUNCT03D-DTCT |  |  |  | 0
4.ASSET | NEW |  | FUNCT |  | FIRE PROTECTION & LIFE SAFETY |  | SPECIAL SUPPRESSION |  | PIPE | [5 empty] | PIPE |  | No Assets Affected | FUNCT03D-PIPE |  |  |  | 0
6.COMPONENT | NEW |  | FUNCT |  | FIRE PROTECTION & LIFE SAFETY |  | SPECIAL SUPPRESSION |  | PIPE |  |  | NOZZLE |  |  | NOZL |  | No Assets Affected | FUNCT03D-PIPE.NOZL |  |  |  | 0
4.ASSET | NEW |  | FUNCT |  | FIRE PROTECTION & LIFE SAFETY |  | SPECIAL SUPPRESSION |  | PURGE PANELS | [5 empty] | PRPN |  | No Assets Affected | FUNCT03D-PRPN |  |  |  | 0
4.ASSET | NO CHANGE | FUNCT | FUNCT | FIRE PROTECTION & LIFE SAFETY | FIRE PROTECTION & LIFE SAFETY | SPECIAL SUPPRESSION | SPECIAL SUPPRESSION | RELEASE STATIONS | RELEASE STATIONS |  |  |  |  | RLST | RLST | FUNCT03D-RLST | 7 | FUNCT03D-RLST |  |  |  | 0
4.ASSET | NO CHANGE | FUNCT | FUNCT | FIRE PROTECTION & LIFE SAFETY | FIRE PROTECTION & LIFE SAFETY | SPECIAL SUPPRESSION | SPECIAL SUPPRESSION | SUPPRESSION CONTROL PANEL | SUPPRESSION CONTROL PANEL |  |  |  |  | SPCP | SPCP | FUNCT03D-SPCP | No Assets Affected | FUNCT03D-SPCP |  |  |  | 0
4.ASSET | NO CHANGE | FUNCT | FUNCT | FIRE PROTECTION & LIFE SAFETY | FIRE PROTECTION & LIFE SAFETY | SPECIAL SUPPRESSION | SPECIAL SUPPRESSION | TANK | TANK |  |  |  |  | TANK | TANK | FUNCT03D-TANK | 19 | FUNCT03D-TANK |  |  |  | 0
6.COMPONENT | MODIFICATION | FUNCT | FUNCT | FIRE PROTECTION & LIFE SAFETY | FIRE PROTECTION & LIFE SAFETY | SPECIAL SUPPRESSION | SPECIAL SUPPRESSION | RELEASE SOLENOID | TANK |  |  | RELEASE SOLENOID |  | RLSD | RLSD | FUNCT03D-RLSD | No Assets Affected | FUNCT03D-TANK.RLSD |  |  |  | 0
6.COMPONENT | NO CHANGE | FUNCT | FUNCT | FIRE PROTECTION & LIFE SAFETY | FIRE PROTECTION & LIFE SAFETY | SPECIAL SUPPRESSION | SPECIAL SUPPRESSION | TANK | TANK |  | SIGN | SIGN |  | SIGN | SIGN | FUNCT03D-TANK.SIGN | No Assets Affected | FUNCT03D-TANK.SIGN |  |  |  | 0
7.SPARE PART | NEW |  | FUNCT |  | FIRE PROTECTION & LIFE SAFETY |  | SPECIAL SUPPRESSION |  | TANK |  |  |  | CHEMICAL AGENT |  | CHEM |  | No Assets Affected | FUNCT03D-TANK:CHEM |  |  |  | 0
7.SPARE PART | MODIFICATION | FUNCT | FUNCT | FIRE PROTECTION & LIFE SAFETY | FIRE PROTECTION & LIFE SAFETY | SPECIAL SUPPRESSION | SPECIAL SUPPRESSION | SWITCH | TANK |  |  |  | PRESSURE SWITCH | SWCH | PRSW | FUNCT03D-SWCH | No Assets Affected | FUNCT03D-TANK:PRSW |  |  |  | 0
4.ASSET | NO CHANGE | FUNCT | FUNCT | FIRE PROTECTION & LIFE SAFETY | FIRE PROTECTION & LIFE SAFETY | SPECIAL SUPPRESSION | SPECIAL SUPPRESSION | TRANSFER PUMP | TRANSFER PUMP |  |  |  |  | TXPM | TXPM | FUNCT03D-TXPM | No Assets Affected | FUNCT03D-TXPM |  |  |  | 0
6.COMPONENT | NEW |  | FUNCT |  | FIRE PROTECTION & LIFE SAFETY |  | SPECIAL SUPPRESSION |  | TRANSFER PUMP |  |  | MOTOR |  |  | MOTR |  | No Assets Affected | FUNCT03D-TXPM.MOTR |  |  |  | 0
6.COMPONENT | NEW |  | FUNCT |  | FIRE PROTECTION & LIFE SAFETY |  | SPECIAL SUPPRESSION |  | TRANSFER PUMP |  |  | VFD/ STARTER |  |  | STRT |  | No Assets Affected | FUNCT03D-TXPM.STRT |  |  |  | 0
3.SUBSYSTEM/INSTANCE | MODIFICATION | FUNCT | FUNCT | FIRE PROTECTION & LIFE SAFETY | FIRE PROTECTION & LIFE SAFETY | FIRE EXTINGUISHERS | FIRE EXTINGUISHING | [6 empty] | E | E | FUNCT03E | No Assets Affected | FUNCT03E |  |  |  | 0 | FIRE EXTINGUISHERS, FIRE HYDRANTS
4.ASSET | MODIFICATION | DIST | FUNCT |  | FIRE PROTECTION & LIFE SAFETY |  | FIRE EXTINGUISHING | FIRE HYDRANTS | FIRE HYDRANT |  |  |  |  | HDRT | FHYD | DIST84D-HDRT | No Assets Affected | FUNCT03E-FHYD |  |  |  | 0
4.ASSET | MODIFICATION | FUNCT | FUNCT | FIRE PROTECTION & LIFE SAFETY | FIRE PROTECTION & LIFE SAFETY | FIRE EXTINGUISHERS | FIRE EXTINGUISHING | FIRE EXTINGUISHER | FIRE EXTINGUISHER |  |  |  |  | FREX | FREX | FUNCT03E-FREX | 376 | FUNCT03E-FREX |  |  |  | 0
6.COMPONENT | MODIFICATION | FUNCT | FUNCT | FIRE PROTECTION & LIFE SAFETY | FIRE PROTECTION & LIFE SAFETY | FIRE EXTINGUISHERS | FIRE EXTINGUISHING | FIRE EXTINGUISHER | FIRE EXTINGUISHER |  | CABINET | CABINET |  | CBNT | CBNT | FUNCT03E-FREX.CBNT | No Assets Affected | FUNCT03E-FREX.CBNT |  |  |  | 0
3.SUBSYSTEM/INSTANCE | MODIFICATION | FUNCT | FUNCT | FIRE PROTECTION & LIFE SAFETY | FIRE PROTECTION & LIFE SAFETY | LIFE SAFETY/EGRESS | LIFE SAFETY / EGRESS | [6 empty] | F | F | FUNCT03F | No Assets Affected | FUNCT03F |  |  |  | 0 | EACH EVACUATION ZONE | EVAC ZONE EP-1
4.ASSET | MODIFICATION | FUNCT | FUNCT | FIRE PROTECTION & LIFE SAFETY | FIRE PROTECTION & LIFE SAFETY | LIFE SAFETY/EGRESS | LIFE SAFETY / EGRESS | EMERGENCY LIGHTS (BATTERY) | EMERGENCY LIGHT |  |  |  |  | EGLT | EGLT | FUNCT03F-EGLT | 140 | FUNCT03F-EGLT |  |  |  | 2
4.ASSET | MODIFICATION | FUNCT | FUNCT | FIRE PROTECTION & LIFE SAFETY | FIRE PROTECTION & LIFE SAFETY | LIFE SAFETY/EGRESS | LIFE SAFETY / EGRESS | EXIT SIGN | EXIT SIGN |  |  |  |  | EXSN | EXSN | FUNCT03F-EXSN | 245 | FUNCT03F-EXSN |  |  |  | 0
4.ASSET | NEW |  | FUNCT |  | FIRE PROTECTION & LIFE SAFETY |  | LIFE SAFETY / EGRESS |  | MARKINGS | [5 empty] | MARK |  | No Assets Affected | FUNCT03F-MARK |  |  |  | 0
3.SUBSYSTEM/INSTANCE | MODIFICATION | FUNCT | FUNCT | FIRE PROTECTION & LIFE SAFETY | FIRE PROTECTION & LIFE SAFETY | SPRINKLER | WATER BASED SUPPRESSION | [6 empty] | G | G | FUNCT03G | No Assets Affected | FUNCT03G |  |  |  | 0 | EACH WB SUPPRESSION ZONE | ZONE T1-A01-PRE-01
4.ASSET | MODIFICATION | FUNCT | FUNCT | FIRE PROTECTION & LIFE SAFETY | FIRE PROTECTION & LIFE SAFETY | SPRINKLER | WATER BASED SUPPRESSION | SPRINKLER AIR COMPRESSOR | AIR COMPRESSOR |  |  |  |  | COMP | ARCP | FUNCT03G-COMP | No Assets Affected | FUNCT03G-ARCP |  |  |  | 0
4.ASSET | MODIFICATION | FUNCT | FUNCT | FIRE PROTECTION & LIFE SAFETY | FIRE PROTECTION & LIFE SAFETY | SPRINKLER | WATER BASED SUPPRESSION | CONTROL PANEL | CONTROL PANEL |  |  |  |  | CLPL | CLPL | FUNCT03G-CLPL | No Assets Affected | FUNCT03G-CLPL |  |  |  | 0
6.COMPONENT | MODIFICATION | FUNCT | FUNCT | FIRE PROTECTION & LIFE SAFETY | FIRE PROTECTION & LIFE SAFETY | SPRINKLER | WATER BASED SUPPRESSION | PREACTION DETECTORS | CONTROL PANEL |  |  | DETECTOR (QTY) |  | PADT | DCTR | FUNCT03G-PADT | 15 | FUNCT03G-CLPL.DCTR |  |  |  | 0
4.ASSET | NEW |  | FUNCT |  | FIRE PROTECTION & LIFE SAFETY |  | WATER BASED SUPPRESSION |  | DELUGE ALARM VALVE | [5 empty] | DELV |  | No Assets Affected | FUNCT03G-DELV |  |  |  | 0
7.SPARE PART | NEW |  | FUNCT |  | FIRE PROTECTION & LIFE SAFETY |  | WATER BASED SUPPRESSION |  | DELUGE ALARM VALVE |  |  |  | GAUGES |  | GAUG |  | No Assets Affected | FUNCT03G-DELV:GAUG |  |  |  | 0
7.SPARE PART | NEW |  | FUNCT |  | FIRE PROTECTION & LIFE SAFETY |  | WATER BASED SUPPRESSION |  | DELUGE ALARM VALVE |  |  |  | PRESSURE SWITCH |  | PRSW |  | No Assets Affected | FUNCT03G-DELV:PRSW |  |  |  | 0
4.ASSET | MODIFICATION | FUNCT | FUNCT | FIRE PROTECTION & LIFE SAFETY | FIRE PROTECTION & LIFE SAFETY | SPRINKLER | WATER BASED SUPPRESSION | DRUM DRIP | DRAIN VALVE |  |  |  |  | DRDP | DRNV | FUNCT03G-DRDP | No Assets Affected | FUNCT03G-DRNV |  |  |  | 0
6.COMPONENT | MODIFICATION | FUNCT | FUNCT | FIRE PROTECTION & LIFE SAFETY | FIRE PROTECTION & LIFE SAFETY | SPRINKLER | WATER BASED SUPPRESSION | DRUM DRIP | DRAIN VALVE |  | DRUM DRIP HEATER | FREEZE PROTECTION |  | DDH | FZPT | FUNCT03G-DRDP.DDH | No Assets Affected | FUNCT03G-DRNV.FZPT |  |  |  | 0
4.ASSET | NEW |  | FUNCT |  | FIRE PROTECTION & LIFE SAFETY |  | WATER BASED SUPPRESSION |  | DRY SYSTEM ALARM VALVE | [5 empty] | DRYV |  | No Assets Affected | FUNCT03G-DRYV |  |  |  | 0
6.COMPONENT | NEW |  | FUNCT |  | FIRE PROTECTION & LIFE SAFETY |  | WATER BASED SUPPRESSION |  | DRY SYSTEM ALARM VALVE |  |  | ACCELERATOR |  |  | ACCEL |  | No Assets Affected | FUNCT03G-DRYV.ACCEL |  |  |  | 0
6.COMPONENT | NEW |  | FUNCT |  | FIRE PROTECTION & LIFE SAFETY |  | WATER BASED SUPPRESSION |  | DRY SYSTEM ALARM VALVE |  |  | AIR MAINTENANCE DEVICE |  |  | AMND |  | No Assets Affected | FUNCT03G-DRYV.AMND |  |  |  | 0
6.COMPONENT | MODIFICATION | FUNCT | FUNCT | FIRE PROTECTION & LIFE SAFETY | FIRE PROTECTION & LIFE SAFETY | SPRINKLER | WATER BASED SUPPRESSION | DRY SPRINKLER AIR COMPRESSOR | DRY SYSTEM ALARM VALVE |  |  | AIR COMPRESSOR |  | DSAC | ARCP | FUNCT03G-DSAC | No Assets Affected | FUNCT03G-DRYV.ARCP |  |  |  | 0
6.COMPONENT | NEW |  | FUNCT |  | FIRE PROTECTION & LIFE SAFETY |  | WATER BASED SUPPRESSION |  | DRY SYSTEM ALARM VALVE |  |  | CONTROL PANEL |  |  | CLPL |  | No Assets Affected | FUNCT03G-DRYV.CLPL |  |  |  | 0
7.SPARE PART | NEW |  | FUNCT |  | FIRE PROTECTION & LIFE SAFETY |  | WATER BASED SUPPRESSION |  | DRY SYSTEM ALARM VALVE |  |  |  | GAUGES |  | GAUG |  | No Assets Affected | FUNCT03G-DRYV:GAUG |  |  |  | 0
7.SPARE PART | NEW |  | FUNCT |  | FIRE PROTECTION & LIFE SAFETY |  | WATER BASED SUPPRESSION |  | DRY SYSTEM ALARM VALVE |  |  |  | PRESSURE SWITCH |  | PRSW |  | No Assets Affected | FUNCT03G-DRYV:PRSW |  |  |  | 0
4.ASSET | MODIFICATION | FUNCT | FUNCT | FIRE PROTECTION & LIFE SAFETY | FIRE PROTECTION & LIFE SAFETY | SPRINKLER | WATER BASED SUPPRESSION | VALVE | ISOLATION VALVES |  |  |  |  | VLV | ISOV | FUNCT03G-VLV | 82 | FUNCT03G-ISOV |  |  |  | 0
6.COMPONENT | NEW |  | FUNCT |  | FIRE PROTECTION & LIFE SAFETY |  | WATER BASED SUPPRESSION |  | ISOLATION VALVES |  |  | MONITORING MODULE |  |  | MNMD |  | No Assets Affected | FUNCT03G-ISOV.MNMD |  |  |  | 0
6.COMPONENT | MODIFICATION | FUNCT | FUNCT | FIRE PROTECTION & LIFE SAFETY | FIRE PROTECTION & LIFE SAFETY | SPRINKLER | WATER BASED SUPPRESSION | VALVE | ISOLATION VALVES |  | SWITCH | TAMPER SWITCH |  | SWCH | TMPS | FUNCT03G-VLV.SWCH | No Assets Affected | FUNCT03G-ISOV.TMPS |  |  |  | 0
4.ASSET | NEW |  | FUNCT |  | FIRE PROTECTION & LIFE SAFETY |  | WATER BASED SUPPRESSION |  | PIPE | [5 empty] | PIPE |  | No Assets Affected | FUNCT03G-PIPE |  |  |  | 0
6.COMPONENT | MODIFICATION | FUNCT | FUNCT | FIRE PROTECTION & LIFE SAFETY | FIRE PROTECTION & LIFE SAFETY | SPRINKLER | WATER BASED SUPPRESSION | HEAT TRACE | PIPE |  |  | FREEZE PROTECTION |  | HTTC | FZPT | FUNCT03G-HTTC | No Assets Affected | FUNCT03G-PIPE.FZPT |  |  |  | 0
6.COMPONENT | NEW |  | FUNCT |  | FIRE PROTECTION & LIFE SAFETY |  | WATER BASED SUPPRESSION |  | PIPE |  |  | INSULATION |  |  | INSL |  | No Assets Affected | FUNCT03G-PIPE.INSL |  |  |  | 0
7.SPARE PART | NEW |  | FUNCT |  | FIRE PROTECTION & LIFE SAFETY |  | WATER BASED SUPPRESSION |  | PIPE |  |  |  | GAUGES |  | GAUG |  | No Assets Affected | FUNCT03G-PIPE:GAUG |  |  |  | 0
7.SPARE PART | MODIFICATION | FUNCT | FUNCT | FIRE PROTECTION & LIFE SAFETY | FIRE PROTECTION & LIFE SAFETY | SPRINKLER | WATER BASED SUPPRESSION | SPRINKLER HEADS | PIPE |  |  |  | SPRINKLER HEAD | HEAD | SPHD | FUNCT03G-HEAD | 645 | FUNCT03G-PIPE:SPHD |  |  |  | 0
4.ASSET | NEW |  | FUNCT |  | FIRE PROTECTION & LIFE SAFETY |  | WATER BASED SUPPRESSION |  | PRE-ACTION ALARM VALVE | [5 empty] | PREV |  | No Assets Affected | FUNCT03G-PREV |  |  |  | 0
6.COMPONENT | NEW |  | FUNCT |  | FIRE PROTECTION & LIFE SAFETY |  | WATER BASED SUPPRESSION |  | PRE-ACTION ALARM VALVE |  |  | ACCELERATOR |  |  | ACCEL |  | No Assets Affected | FUNCT03G-PREV.ACCEL |  |  |  | 0
6.COMPONENT | MODIFICATION | FUNCT | FUNCT | FIRE PROTECTION & LIFE SAFETY | FIRE PROTECTION & LIFE SAFETY | SPRINKLER | WATER BASED SUPPRESSION | AIR MAINTENANCE DEVICE | PRE-ACTION ALARM VALVE |  |  | AIR MAINTENANCE DEVICE |  | AMND | AMND | FUNCT03G-AMND | No Assets Affected | FUNCT03G-PREV.AMND |  |  |  | 0
6.COMPONENT | NEW |  | FUNCT |  | FIRE PROTECTION & LIFE SAFETY |  | WATER BASED SUPPRESSION |  | PRE-ACTION ALARM VALVE |  |  | AIR COMPRESSOR |  |  | ARCP |  | No Assets Affected | FUNCT03G-PREV.ARCP |  |  |  | 0
7.SPARE PART | NEW |  | FUNCT |  | FIRE PROTECTION & LIFE SAFETY |  | WATER BASED SUPPRESSION |  | PRE-ACTION ALARM VALVE |  |  |  | GAUGES |  | GAUG |  | No Assets Affected | FUNCT03G-PREV:GAUG |  |  |  | 0
7.SPARE PART | NEW |  | FUNCT |  | FIRE PROTECTION & LIFE SAFETY |  | WATER BASED SUPPRESSION |  | PRE-ACTION ALARM VALVE |  |  |  | PRESSURE SWITCH |  | PRSW |  | No Assets Affected | FUNCT03G-PREV:PRSW |  |  |  | 0
7.SPARE PART | NEW |  | FUNCT |  | FIRE PROTECTION & LIFE SAFETY |  | WATER BASED SUPPRESSION |  | PRE-ACTION ALARM VALVE |  |  |  | SOLENOID VALVE |  | SOLV |  | No Assets Affected | FUNCT03G-PREV:SOLV |  |  |  | 0
4.ASSET | MODIFICATION | FUNCT | FUNCT | FIRE PROTECTION & LIFE SAFETY | FIRE PROTECTION & LIFE SAFETY | SPRINKLER | WATER BASED SUPPRESSION | INSPECTORS TEST CONNECTIONS | ALARM TEST VALVE |  |  |  |  | ITCN | TSTV | FUNCT03G-ITCN | 19 | FUNCT03G-TSTV |  |  |  | 0
4.ASSET | MODIFICATION | FUNCT | FUNCT | FIRE PROTECTION & LIFE SAFETY | FIRE PROTECTION & LIFE SAFETY | SPRINKLER | WATER BASED SUPPRESSION | SWITCH | WATERFLOW SWITCH |  |  |  |  | SWCH | WTRS | FUNCT03G-SWCH | 30 | FUNCT03G-WTRS |  |  |  | 0
6.COMPONENT | NEW |  | FUNCT |  | FIRE PROTECTION & LIFE SAFETY |  | WATER BASED SUPPRESSION |  | WATERFLOW SWITCH |  |  | MONITORING MODULE |  |  | MNMD |  | No Assets Affected | FUNCT03G-WTRS.MNMD |  |  |  | 0
Note on M11: [Threaded comment] Your version of Excel allows you to read this threaded comment; however, any edits to it will get removed if the file is opened in a newer version of Excel. Learn more: https://go.microsoft.com/fwlink/?linkid=870924 Comment: So, a modem?
Note on M13: [Threaded comment] Your version of Excel allows you to read this threaded comment; however, any edits to it will get removed if the file is opened in a newer version of Excel. Learn more: https://go.microsoft.com/fwlink/?linkid=870924 Comment: GUIS? Is this an interface panel?
Note on N16: [Threaded comment] Your version of Excel allows you to read this threaded comment; however, any edits to it will get removed if the file is opened in a newer version of Excel. Learn more: https://go.microsoft.com/fwlink/?linkid=870924 Comment: this is a component or asset, not a spare part
Note on I54: [Threaded comment] Your version of Excel allows you to read this threaded comment; however, any edits to it will get removed if the file is opened in a newer version of Excel. Learn more: https://go.microsoft.com/fwlink/?linkid=870924 Comment: This is a mistake. "Heat trace" is a very specific form of freeze protection, requiring power and periodic inspection. Freeze protection is too generic as a component; it describes a class of protection elements, such as insulation or heat traces. This hierarchy needs to be reworked. I would swap "Heat Trace" with "Freeze Protection" and subordinate insulation and heat traces below them as "a kind of" Reply: ALSO, since this applies to water supply and standpipes, it should have its own category as a subsystem.
Note on N56: [Threaded comment] Your version of Excel allows you to read this threaded comment; however, any edits to it will get removed if the file is opened in a newer version of Excel. Learn more: https://go.microsoft.com/fwlink/?linkid=870924 Comment: Gauges are components, not spares. Gauges can be calibrated, and that implies an asset.
Note on N72: [Threaded comment] Your version of Excel allows you to read this threaded comment; however, any edits to it will get removed if the file is opened in a newer version of Excel. Learn more: https://go.microsoft.com/fwlink/?linkid=870924 Comment: Are these throwaway valves? If not, they cannot be spares
Note on G80: [Threaded comment] Your version of Excel allows you to read this threaded comment; however, any edits to it will get removed if the file is opened in a newer version of Excel. Learn more: https://go.microsoft.com/fwlink/?linkid=870924 Comment: "Special suppression" implies "Normal suppression". Does that exist? Isn't this merely suppression? We need better differentiators.
Note on N93: [Threaded comment] Your version of Excel allows you to read this threaded comment; however, any edits to it will get removed if the file is opened in a newer version of Excel. Learn more: https://go.microsoft.com/fwlink/?linkid=870924 Comment: If this is not consumable how is this a spare?
Note on J98: [Threaded comment] Your version of Excel allows you to read this threaded comment; however, any edits to it will get removed if the file is opened in a newer version of Excel. Learn more: https://go.microsoft.com/fwlink/?linkid=870924 Comment: why isn't the hydrant part of water supply? or standpipes and hydrants part of water supply as fittings? standpipes and hydrants are merely plumbing fittings painted red and designed for a specific purpose. classify them from a plumbing perspective first.
Note on N128: [Threaded comment] Your version of Excel allows you to read this threaded comment; however, any edits to it will get removed if the file is opened in a newer version of Excel. Learn more: https://go.microsoft.com/fwlink/?linkid=870924 Comment: This cannot be a spare part, it is a component.
Note on N135: [Threaded comment] Your version of Excel allows you to read this threaded comment; however, any edits to it will get removed if the file is opened in a newer version of Excel. Learn more: https://go.microsoft.com/fwlink/?linkid=870924 Comment: Is this meant to be replaceable, commonly?

## Original (ARID)
[9 empty] | ORG ID | SITE | ASSET | DESCRIPTION | LOCATION | SYSTEM_CODE | COMPONENT CODE | PERSON GROUP | DEPT/SVC | MAINTAINED BY | OWNED BY | OPERATED BY | IS PRIMARY? | PUBLIC FACING ASSET | IS RUNNING? | LINEAR | STATUS | STATUS DATE? | PURCHASE PRICE | REPLACEMENT COST | BUDGET COST | YEAR_TO_DATE_COST | TOTAL COST | CRITICALITY | ASSET CONDITION | EXPECTED LIFE (YRS) | CLASS STRUCTURE ID | ALIAS | ALIAS DESCRIPTION | EQUIPMENT SITE | PARENT | ASSET TAG | DETAILS | ACCESSIBILITY | ASSET TYPE | FAILURE CLASS | GL ACCOUNT | ADDRESS CODE | MANUFACTURER | MODEL | SERIAL # | VENDOR | INSTALLATION DATE | ESTIMATED EOL | WARRANTY EXPIRATION DATE | PFA CATEGORY | REQUIRES PFA REPORTING | REPAIR LIMIT (%) | CERTIFICATION ON FILE? | DATE COMMISSIONED | DATE MANUFACTURED | DATE PURCHASED | GRANT NUMBER | GRANT SOURCE | DIRECTION | LRM | START MEASURE | END MEASURE
HIERARCHY | SYSTEM | SUBSYSTEM | ASSET | CHILDASSET | COMPONENT | ACRONYM | SYSTEMCODE | COMPONENTCODE | R | R | R | R | R | R | R | R | R | R | R | R | R | R | R | R | R | R | R | R | R | R | R | R | R | R | R | R | R | R | R | R | R | R | R | R | R | R | R | R | R | R | R | R | R | R | R | R | R | R | R | R | R | R | R | R | R | R
FUNCT | FIRE PROTECTION & LIFE SAFETY |  |  |  |  | 03
|  | FIRE ALARM SYSTEM |  |  |  | A
|  |  | ABORT STATION |  |  | ABRT | FUNCT03A | ABRT | 1 | 1 | 1 | 1 | 1 | 1 | 1 | 1 | 1 | 1 | 1 | 1 | 1 | 1 | 1 | 1 | 1 | 1 | 1 | 1 | 1 | 1 | 1 | 1 | 1 | 1 | 1 | 1 | 1 | 1 | 1 | 1 | 1 | 1 | 1 | 1 | 1 | 1 | 1 | 1 | 1 | 1 | 1 | 1 | 1 | 1 | 1 | 1 | 1 | 1 | 1 | 1 | 1 | 1 | 1 | 1 | 1 | 1
|  |  | ALARM |  |  | ALRM | FUNCT03A | ALRM | 1 | 1 | 1 | 1 | 1 | 1 | 1 | 1 | 1 | 1 | 1 | 1 | 1 | 1 | 1 | 1 | 1 | 1 | 1 | 1 | 1 | 1 | 1 | 1 | 1 | 1 | 1 | 1 | 1 | 1 | 1 | 1 | 1 | 1 | 1 | 1 | 1 | 1 | 1 | 1 | 1 | 1 | 1 | 1 | 1 | 1 | 1 | 1 | 1 | 1 | 1 | 1 | 1 | 1 | 1 | 1 | 1 | 1
|  |  | COMBINATION FIRE/SMOKE DAMPERS |  |  | CFSD | FUNCT03A | CFSD | 1 | 1 | 1 | 1 | 1 | 1 | 1 | 1 | 1 | 1 | 1 | 1 | 1 | 1 | 1 | 1 | 1 | 1 | 1 | 1 | 1 | 1 | 1 | 1 | 1 | 1 | 1 | 1 | 1 | 1 | 1 | 1 | 1 | 1 | 1 | 1 | 1 | 1 | 1 | 1 | 1 | 1 | 1 | 1 | 1 | 1 | 1 | 1 | 1 | 1 | 1 | 1 | 1 | 1 | 1 | 1 | 1 | 1
|  |  | DATA GATHERING PANELS (DGP) |  |  | DGP | FUNCT03A | DGP | 1 | 1 | 1 | 1 | 1 | 1 | 1 | 1 | 1 | 1 | 1 | 1 | 1 | 1 | 1 | 1 | 1 | 1 | 1 | 1 | 1 | 1 | 1 | 1 | 1 | 1 | 1 | 1 | 1 | 1 | 1 | 1 | 1 | 1 | 1 | 1 | 1 | 1 | 1 | 1 | 1 | 1 | 1 | 1 | 1 | 1 | 1 | 1 | 1 | 1 | 1 | 1 | 1 | 1 | 1 | 1 | 1 | 1
|  |  | DOOR HOLD OPEN DEVICES |  |  | DHOD | FUNCT03A | DHOD | 1 | 1 | 1 | 1 | 1 | 1 | 1 | 1 | 1 | 1 | 1 | 1 | 1 | 1 | 1 | 1 | 1 | 1 | 1 | 1 | 1 | 1 | 1 | 1 | 1 | 1 | 1 | 1 | 1 | 1 | 1 | 1 | 1 | 1 | 1 | 1 | 1 | 1 | 1 | 1 | 1 | 1 | 1 | 1 | 1 | 1 | 1 | 1 | 1 | 1 | 1 | 1 | 1 | 1 | 1 | 1 | 1 | 1
|  |  | DETECTOR |  |  | DTCT | FUNCT03A | DTCT | 1 | 1 | 1 | 1 | 1 | 1 | 1 | 1 | 1 | 1 | 1 | 1 | 1 | 1 | 1 | 1 | 1 | 1 | 1 | 1 | 1 | 1 | 1 | 1 | 1 | 1 | 1 | 1 | 1 | 1 | 1 | 1 | 1 | 1 | 1 | 1 | 1 | 1 | 1 | 1 | 1 | 1 | 1 | 1 | 1 | 1 | 1 | 1 | 1 | 1 | 1 | 1 | 1 | 1 | 1 | 1 | 1 | 1
|  |  | FIRE ALARM SYSTEM POWER SUPPLY |  |  | FASPS | FUNCT03A | FASPS | 1 | 1 | 1 | 1 | 1 | 1 | 1 | 1 | 1 | 1 | 1 | 1 | 1 | 1 | 1 | 1 | 1 | 1 | 1 | 1 | 1 | 1 | 1 | 1 | 1 | 1 | 1 | 1 | 1 | 1 | 1 | 1 | 1 | 1 | 1 | 1 | 1 | 1 | 1 | 1 | 1 | 1 | 1 | 1 | 1 | 1 | 1 | 1 | 1 | 1 | 1 | 1 | 1 | 1 | 1 | 1 | 1 | 1
|  |  | FIRE PROTECTION CONTROL PANELS |  |  | FPCP | FUNCT03A | FPCP | 1 | 1 | 1 | 1 | 1 | 1 | 1 | 1 | 1 | 1 | 1 | 1 | 1 | 1 | 1 | 1 | 1 | 1 | 1 | 1 | 1 | 1 | 1 | 1 | 1 | 1 | 1 | 1 | 1 | 1 | 1 | 1 | 1 | 1 | 1 | 1 | 1 | 1 | 1 | 1 | 1 | 1 | 1 | 1 | 1 | 1 | 1 | 1 | 1 | 1 | 1 | 1 | 1 | 1 | 1 | 1 | 1 | 1
|  |  | FIRE ALARM PANELS |  |  | FRAP | FUNCT03A | FRAP | 1 | 1 | 1 | 1 | 1 | 1 | 1 | 1 | 1 | 1 | 1 | 1 | 1 | 1 | 1 | 1 | 1 | 1 | 1 | 1 | 1 | 1 | 1 | 1 | 1 | 1 | 1 | 1 | 1 | 1 | 1 | 1 | 1 | 1 | 1 | 1 | 1 | 1 | 1 | 1 | 1 | 1 | 1 | 1 | 1 | 1 | 1 | 1 | 1 | 1 | 1 | 1 | 1 | 1 | 1 | 1 | 1 | 1
[5 empty] | AUTO DIALERS | ATDL | FUNCT03A | FRAP.ATDL
[5 empty] | RELAY MODULE | RLMD | FUNCT03A | FRAP.RLMD
[5 empty] | MONITORING MODULE | MNMD | FUNCT03A | FRAP.MNMD
[5 empty] | CONTROL MODULE | CLMD | FUNCT03A | FRAP.CLMD
[5 empty] | IO MODULE | IOMD | FUNCT03A | FRAP.IOMD
[5 empty] | SWITCH | SWCH | FUNCT03A | FRAP.SWCH
[5 empty] | VISUAL DEVICE | VDVC | FUNCT03A | FRAP.VDVC
[5 empty] | PURGE PANELS | PRPN | FUNCT03A | FRAP.PRPN
[5 empty] | PULL STATIONS | PLST | FUNCT03A | FRAP.PLST
[5 empty] | DETECTOR | DTCT | FUNCT03A | FRAP.DTCT
[5 empty] | FIRE ALARM SYSTEM POWER SUPPLY | FASPS | FUNCT03A | FRAP.FASPS
[5 empty] | GUIS | GUIS | FUNCT03A | FRAP.GUIS
[5 empty] | SMOKE DAMPERS | SMDM | FUNCT03A | FRAP.SMDM
[5 empty] | COMBINATION FIRE/SMOKE DAMPERS | CFSD | FUNCT03A | FRAP.CFSD
[5 empty] | PRINTER | PRNT | FUNCT03A | FRAP.PRNT
[5 empty] | DATA GATHERING PANELS (DGP) | DGP | FUNCT03A | FRAP.DGP
[5 empty] | DOOR HOLD OPEN DEVICES | DHOD | FUNCT03A | FRAP.DHOD
|  |  |  | AUTO DIALERS |  | ATDL | FUNCT03A | FRAP-ATDL | 1 | 1 | 1 | 1 | 1 | 1 | 1 | 1 | 1 | 1 | 1 | 1 | 1 | 1 | 1 | 1 | 1 | 1 | 1 | 1 | 1 | 1 | 1 | 1 | 1 | 1 | 1 | 1 | 1 | 1 | 1 | 1 | 1 | 1 | 1 | 1 | 1 | 1 | 1 | 1 | 1 | 1 | 1 | 1 | 1 | 1 | 1 | 1 | 1 | 1 | 1 | 1 | 1 | 1 | 1 | 1 | 1 | 1
|  |  |  | RELAY MODULE |  | RLMD | FUNCT03A | FRAP-RLMD | 1 | 1 | 1 | 1 | 1 | 1 | 1 | 1 | 1 | 1 | 1 | 1 | 1 | 1 | 1 | 1 | 1 | 1 | 1 | 1 | 1 | 1 | 1 | 1 | 1 | 1 | 1 | 1 | 1 | 1 | 1 | 1 | 1 | 1 | 1 | 1 | 1 | 1 | 1 | 1 | 1 | 1 | 1 | 1 | 1 | 1 | 1 | 1 | 1 | 1 | 1 | 1 | 1 | 1 | 1 | 1 | 1 | 1
|  |  |  | COMMUNICATION PANEL |  | CMMPN | FUNCT03A | FRAP-CMMPN | 1 | 1 | 1 | 1 | 1 | 1 | 1 | 1 | 1 | 1 | 1 | 1 | 1 | 1 | 1 | 1 | 1 | 1 | 1 | 1 | 1 | 1 | 1 | 1 | 1 | 1 | 1 | 1 | 1 | 1 | 1 | 1 | 1 | 1 | 1 | 1 | 1 | 1 | 1 | 1 | 1 | 1 | 1 | 1 | 1 | 1 | 1 | 1 | 1 | 1 | 1 | 1 | 1 | 1 | 1 | 1 | 1 | 1
|  |  |  | DISTRIBUTION PANEL |  | DISPN | FUNCT03A | FRAP-DISPN | 1 | 1 | 1 | 1 | 1 | 1 | 1 | 1 | 1 | 1 | 1 | 1 | 1 | 1 | 1 | 1 | 1 | 1 | 1 | 1 | 1 | 1 | 1 | 1 | 1 | 1 | 1 | 1 | 1 | 1 | 1 | 1 | 1 | 1 | 1 | 1 | 1 | 1 | 1 | 1 | 1 | 1 | 1 | 1 | 1 | 1 | 1 | 1 | 1 | 1 | 1 | 1 | 1 | 1 | 1 | 1 | 1 | 1
|  |  |  | MONITORING MODULE |  | MNMD | FUNCT03A | FRAP-MNMD | 1 | 1 | 1 | 1 | 1 | 1 | 1 | 1 | 1 | 1 | 1 | 1 | 1 | 1 | 1 | 1 | 1 | 1 | 1 | 1 | 1 | 1 | 1 | 1 | 1 | 1 | 1 | 1 | 1 | 1 | 1 | 1 | 1 | 1 | 1 | 1 | 1 | 1 | 1 | 1 | 1 | 1 | 1 | 1 | 1 | 1 | 1 | 1 | 1 | 1 | 1 | 1 | 1 | 1 | 1 | 1 | 1 | 1
|  |  |  | CONTROL MODULE |  | CLMD | FUNCT03A | FRAP-CLMD | 1 | 1 | 1 | 1 | 1 | 1 | 1 | 1 | 1 | 1 | 1 | 1 | 1 | 1 | 1 | 1 | 1 | 1 | 1 | 1 | 1 | 1 | 1 | 1 | 1 | 1 | 1 | 1 | 1 | 1 | 1 | 1 | 1 | 1 | 1 | 1 | 1 | 1 | 1 | 1 | 1 | 1 | 1 | 1 | 1 | 1 | 1 | 1 | 1 | 1 | 1 | 1 | 1 | 1 | 1 | 1 | 1 | 1
|  |  |  | IO MODULE |  | IOMD | FUNCT03A | FRAP-IOMD | 1 | 1 | 1 | 1 | 1 | 1 | 1 | 1 | 1 | 1 | 1 | 1 | 1 | 1 | 1 | 1 | 1 | 1 | 1 | 1 | 1 | 1 | 1 | 1 | 1 | 1 | 1 | 1 | 1 | 1 | 1 | 1 | 1 | 1 | 1 | 1 | 1 | 1 | 1 | 1 | 1 | 1 | 1 | 1 | 1 | 1 | 1 | 1 | 1 | 1 | 1 | 1 | 1 | 1 | 1 | 1 | 1 | 1
|  |  |  | ANNUNCIATOR PANEL |  | ANPL | FUNCT03A | FRAP-ANPL | 1 | 1 | 1 | 1 | 1 | 1 | 1 | 1 | 1 | 1 | 1 | 1 | 1 | 1 | 1 | 1 | 1 | 1 | 1 | 1 | 1 | 1 | 1 | 1 | 1 | 1 | 1 | 1 | 1 | 1 | 1 | 1 | 1 | 1 | 1 | 1 | 1 | 1 | 1 | 1 | 1 | 1 | 1 | 1 | 1 | 1 | 1 | 1 | 1 | 1 | 1 | 1 | 1 | 1 | 1 | 1 | 1 | 1
|  |  |  | SWITCH |  | SWCH | FUNCT03A | FRAP-SWCH | 1 | 1 | 1 | 1 | 1 | 1 | 1 | 1 | 1 | 1 | 1 | 1 | 1 | 1 | 1 | 1 | 1 | 1 | 1 | 1 | 1 | 1 | 1 | 1 | 1 | 1 | 1 | 1 | 1 | 1 | 1 | 1 | 1 | 1 | 1 | 1 | 1 | 1 | 1 | 1 | 1 | 1 | 1 | 1 | 1 | 1 | 1 | 1 | 1 | 1 | 1 | 1 | 1 | 1 | 1 | 1 | 1 | 1
|  |  |  | RELAY CABINET |  | RLC | FUNCT03A | FRAP-RLC | 1 | 1 | 1 | 1 | 1 | 1 | 1 | 1 | 1 | 1 | 1 | 1 | 1 | 1 | 1 | 1 | 1 | 1 | 1 | 1 | 1 | 1 | 1 | 1 | 1 | 1 | 1 | 1 | 1 | 1 | 1 | 1 | 1 | 1 | 1 | 1 | 1 | 1 | 1 | 1 | 1 | 1 | 1 | 1 | 1 | 1 | 1 | 1 | 1 | 1 | 1 | 1 | 1 | 1 | 1 | 1 | 1 | 1
|  |  |  | FIRE ALARM FUSE CABINET |  | FUSCB | FUNCT03A | FRAP-FUSCB | 1 | 1 | 1 | 1 | 1 | 1 | 1 | 1 | 1 | 1 | 1 | 1 | 1 | 1 | 1 | 1 | 1 | 1 | 1 | 1 | 1 | 1 | 1 | 1 | 1 | 1 | 1 | 1 | 1 | 1 | 1 | 1 | 1 | 1 | 1 | 1 | 1 | 1 | 1 | 1 | 1 | 1 | 1 | 1 | 1 | 1 | 1 | 1 | 1 | 1 | 1 | 1 | 1 | 1 | 1 | 1 | 1 | 1
|  |  |  | FIRE ALARM FUSE CUT OUTS |  | FUSCO | FUNCT03A | FRAP-FUSCO | 1 | 1 | 1 | 1 | 1 | 1 | 1 | 1 | 1 | 1 | 1 | 1 | 1 | 1 | 1 | 1 | 1 | 1 | 1 | 1 | 1 | 1 | 1 | 1 | 1 | 1 | 1 | 1 | 1 | 1 | 1 | 1 | 1 | 1 | 1 | 1 | 1 | 1 | 1 | 1 | 1 | 1 | 1 | 1 | 1 | 1 | 1 | 1 | 1 | 1 | 1 | 1 | 1 | 1 | 1 | 1 | 1 | 1
|  |  |  | VISUAL DEVICE |  | VDVC | FUNCT03A | FRAP-VDVC | 1 | 1 | 1 | 1 | 1 | 1 | 1 | 1 | 1 | 1 | 1 | 1 | 1 | 1 | 1 | 1 | 1 | 1 | 1 | 1 | 1 | 1 | 1 | 1 | 1 | 1 | 1 | 1 | 1 | 1 | 1 | 1 | 1 | 1 | 1 | 1 | 1 | 1 | 1 | 1 | 1 | 1 | 1 | 1 | 1 | 1 | 1 | 1 | 1 | 1 | 1 | 1 | 1 | 1 | 1 | 1 | 1 | 1
|  |  |  | PURGE PANELS |  | PRPN | FUNCT03A | FRAP-PRPN | 1 | 1 | 1 | 1 | 1 | 1 | 1 | 1 | 1 | 1 | 1 | 1 | 1 | 1 | 1 | 1 | 1 | 1 | 1 | 1 | 1 | 1 | 1 | 1 | 1 | 1 | 1 | 1 | 1 | 1 | 1 | 1 | 1 | 1 | 1 | 1 | 1 | 1 | 1 | 1 | 1 | 1 | 1 | 1 | 1 | 1 | 1 | 1 | 1 | 1 | 1 | 1 | 1 | 1 | 1 | 1 | 1 | 1
|  |  |  | PULL STATIONS |  | PLST | FUNCT03A | FRAP-PLST | 1 | 1 | 1 | 1 | 1 | 1 | 1 | 1 | 1 | 1 | 1 | 1 | 1 | 1 | 1 | 1 | 1 | 1 | 1 | 1 | 1 | 1 | 1 | 1 | 1 | 1 | 1 | 1 | 1 | 1 | 1 | 1 | 1 | 1 | 1 | 1 | 1 | 1 | 1 | 1 | 1 | 1 | 1 | 1 | 1 | 1 | 1 | 1 | 1 | 1 | 1 | 1 | 1 | 1 | 1 | 1 | 1 | 1
|  |  |  | DETECTOR |  | DTCT | FUNCT03A | FRAP-DTCT | 1 | 1 | 1 | 1 | 1 | 1 | 1 | 1 | 1 | 1 | 1 | 1 | 1 | 1 | 1 | 1 | 1 | 1 | 1 | 1 | 1 | 1 | 1 | 1 | 1 | 1 | 1 | 1 | 1 | 1 | 1 | 1 | 1 | 1 | 1 | 1 | 1 | 1 | 1 | 1 | 1 | 1 | 1 | 1 | 1 | 1 | 1 | 1 | 1 | 1 | 1 | 1 | 1 | 1 | 1 | 1 | 1 | 1
|  |  |  | FIRE ALARM SYSTEM POWER SUPPLY |  | FASPS | FUNCT03A | FRAP-FASPS | 1 | 1 | 1 | 1 | 1 | 1 | 1 | 1 | 1 | 1 | 1 | 1 | 1 | 1 | 1 | 1 | 1 | 1 | 1 | 1 | 1 | 1 | 1 | 1 | 1 | 1 | 1 | 1 | 1 | 1 | 1 | 1 | 1 | 1 | 1 | 1 | 1 | 1 | 1 | 1 | 1 | 1 | 1 | 1 | 1 | 1 | 1 | 1 | 1 | 1 | 1 | 1 | 1 | 1 | 1 | 1 | 1 | 1
|  |  |  | GUIS |  | GUIS | FUNCT03A | FRAP-GUIS | 1 | 1 | 1 | 1 | 1 | 1 | 1 | 1 | 1 | 1 | 1 | 1 | 1 | 1 | 1 | 1 | 1 | 1 | 1 | 1 | 1 | 1 | 1 | 1 | 1 | 1 | 1 | 1 | 1 | 1 | 1 | 1 | 1 | 1 | 1 | 1 | 1 | 1 | 1 | 1 | 1 | 1 | 1 | 1 | 1 | 1 | 1 | 1 | 1 | 1 | 1 | 1 | 1 | 1 | 1 | 1 | 1 | 1
|  |  |  | SMOKE DAMPERS |  | SMDM | FUNCT03A | FRAP-SMDM | 1 | 1 | 1 | 1 | 1 | 1 | 1 | 1 | 1 | 1 | 1 | 1 | 1 | 1 | 1 | 1 | 1 | 1 | 1 | 1 | 1 | 1 | 1 | 1 | 1 | 1 | 1 | 1 | 1 | 1 | 1 | 1 | 1 | 1 | 1 | 1 | 1 | 1 | 1 | 1 | 1 | 1 | 1 | 1 | 1 | 1 | 1 | 1 | 1 | 1 | 1 | 1 | 1 | 1 | 1 | 1 | 1 | 1
|  |  |  | FIRE DAMPERS |  | FDMP | FUNCT03A | FRAP-FDMP | 1 | 1 | 1 | 1 | 1 | 1 | 1 | 1 | 1 | 1 | 1 | 1 | 1 | 1 | 1 | 1 | 1 | 1 | 1 | 1 | 1 | 1 | 1 | 1 | 1 | 1 | 1 | 1 | 1 | 1 | 1 | 1 | 1 | 1 | 1 | 1 | 1 | 1 | 1 | 1 | 1 | 1 | 1 | 1 | 1 | 1 | 1 | 1 | 1 | 1 | 1 | 1 | 1 | 1 | 1 | 1 | 1 | 1
|  |  |  | COMBINATION FIRE/SMOKE DAMPERS |  | CFSD | FUNCT03A | FRAP-CFSD | 1 | 1 | 1 | 1 | 1 | 1 | 1 | 1 | 1 | 1 | 1 | 1 | 1 | 1 | 1 | 1 | 1 | 1 | 1 | 1 | 1 | 1 | 1 | 1 | 1 | 1 | 1 | 1 | 1 | 1 | 1 | 1 | 1 | 1 | 1 | 1 | 1 | 1 | 1 | 1 | 1 | 1 | 1 | 1 | 1 | 1 | 1 | 1 | 1 | 1 | 1 | 1 | 1 | 1 | 1 | 1 | 1 | 1
|  |  |  | PRINTER |  | PRNT | FUNCT03A | FRAP-PRNT | 1 | 1 | 1 | 1 | 1 | 1 | 1 | 1 | 1 | 1 | 1 | 1 | 1 | 1 | 1 | 1 | 1 | 1 | 1 | 1 | 1 | 1 | 1 | 1 | 1 | 1 | 1 | 1 | 1 | 1 | 1 | 1 | 1 | 1 | 1 | 1 | 1 | 1 | 1 | 1 | 1 | 1 | 1 | 1 | 1 | 1 | 1 | 1 | 1 | 1 | 1 | 1 | 1 | 1 | 1 | 1 | 1 | 1
|  |  |  | BATTERY |  | BTRY | FUNCT03A | FRAP-BTRY | 1 | 1 | 1 | 1 | 1 | 1 | 1 | 1 | 1 | 1 | 1 | 1 | 1 | 1 | 1 | 1 | 1 | 1 | 1 | 1 | 1 | 1 | 1 | 1 | 1 | 1 | 1 | 1 | 1 | 1 | 1 | 1 | 1 | 1 | 1 | 1 | 1 | 1 | 1 | 1 | 1 | 1 | 1 | 1 | 1 | 1 | 1 | 1 | 1 | 1 | 1 | 1 | 1 | 1 | 1 | 1 | 1 | 1
|  |  |  | DATA GATHERING PANELS (DGP) |  | DGP | FUNCT03A | FRAP-DGP | 1 | 1 | 1 | 1 | 1 | 1 | 1 | 1 | 1 | 1 | 1 | 1 | 1 | 1 | 1 | 1 | 1 | 1 | 1 | 1 | 1 | 1 | 1 | 1 | 1 | 1 | 1 | 1 | 1 | 1 | 1 | 1 | 1 | 1 | 1 | 1 | 1 | 1 | 1 | 1 | 1 | 1 | 1 | 1 | 1 | 1 | 1 | 1 | 1 | 1 | 1 | 1 | 1 | 1 | 1 | 1 | 1 | 1
|  |  |  | DOOR HOLD OPEN DEVICES |  | DHOD | FUNCT03A | FRAP-DHOD | 1 | 1 | 1 | 1 | 1 | 1 | 1 | 1 | 1 | 1 | 1 | 1 | 1 | 1 | 1 | 1 | 1 | 1 | 1 | 1 | 1 | 1 | 1 | 1 | 1 | 1 | 1 | 1 | 1 | 1 | 1 | 1 | 1 | 1 | 1 | 1 | 1 | 1 | 1 | 1 | 1 | 1 | 1 | 1 | 1 | 1 | 1 | 1 | 1 | 1 | 1 | 1 | 1 | 1 | 1 | 1 | 1 | 1
|  |  | GUIS |  |  | GUIS | FUNCT03A | GUIS | 1 | 1 | 1 | 1 | 1 | 1 | 1 | 1 | 1 | 1 | 1 | 1 | 1 | 1 | 1 | 1 | 1 | 1 | 1 | 1 | 1 | 1 | 1 | 1 | 1 | 1 | 1 | 1 | 1 | 1 | 1 | 1 | 1 | 1 | 1 | 1 | 1 | 1 | 1 | 1 | 1 | 1 | 1 | 1 | 1 | 1 | 1 | 1 | 1 | 1 | 1 | 1 | 1 | 1 | 1 | 1 | 1 | 1
|  |  | PULL STATIONS |  |  | PLST | FUNCT03A | PLST | 1 | 1 | 1 | 1 | 1 | 1 | 1 | 1 | 1 | 1 | 1 | 1 | 1 | 1 | 1 | 1 | 1 | 1 | 1 | 1 | 1 | 1 | 1 | 1 | 1 | 1 | 1 | 1 | 1 | 1 | 1 | 1 | 1 | 1 | 1 | 1 | 1 | 1 | 1 | 1 | 1 | 1 | 1 | 1 | 1 | 1 | 1 | 1 | 1 | 1 | 1 | 1 | 1 | 1 | 1 | 1 | 1 | 1
|  |  | PRINTER |  |  | PRNT | FUNCT03A | PRNT | 1 | 1 | 1 | 1 | 1 | 1 | 1 | 1 | 1 | 1 | 1 | 1 | 1 | 1 | 1 | 1 | 1 | 1 | 1 | 1 | 1 | 1 | 1 | 1 | 1 | 1 | 1 | 1 | 1 | 1 | 1 | 1 | 1 | 1 | 1 | 1 | 1 | 1 | 1 | 1 | 1 | 1 | 1 | 1 | 1 | 1 | 1 | 1 | 1 | 1 | 1 | 1 | 1 | 1 | 1 | 1 | 1 | 1
|  |  | RELAY MODULE |  |  | RLMD | FUNCT03A | RLMD | 1 | 1 | 1 | 1 | 1 | 1 | 1 | 1 | 1 | 1 | 1 | 1 | 1 | 1 | 1 | 1 | 1 | 1 | 1 | 1 | 1 | 1 | 1 | 1 | 1 | 1 | 1 | 1 | 1 | 1 | 1 | 1 | 1 | 1 | 1 | 1 | 1 | 1 | 1 | 1 | 1 | 1 | 1 | 1 | 1 | 1 | 1 | 1 | 1 | 1 | 1 | 1 | 1 | 1 | 1 | 1 | 1 | 1
|  |  | SMOKE DAMPERS |  |  | SMDM | FUNCT03A | SMDM | 1 | 1 | 1 | 1 | 1 | 1 | 1 | 1 | 1 | 1 | 1 | 1 | 1 | 1 | 1 | 1 | 1 | 1 | 1 | 1 | 1 | 1 | 1 | 1 | 1 | 1 | 1 | 1 | 1 | 1 | 1 | 1 | 1 | 1 | 1 | 1 | 1 | 1 | 1 | 1 | 1 | 1 | 1 | 1 | 1 | 1 | 1 | 1 | 1 | 1 | 1 | 1 | 1 | 1 | 1 | 1 | 1 | 1
|  |  | SWITCH |  |  | SWCH | FUNCT03A | SWCH | 1 | 1 | 1 | 1 | 1 | 1 | 1 | 1 | 1 | 1 | 1 | 1 | 1 | 1 | 1 | 1 | 1 | 1 | 1 | 1 | 1 | 1 | 1 | 1 | 1 | 1 | 1 | 1 | 1 | 1 | 1 | 1 | 1 | 1 | 1 | 1 | 1 | 1 | 1 | 1 | 1 | 1 | 1 | 1 | 1 | 1 | 1 | 1 | 1 | 1 | 1 | 1 | 1 | 1 | 1 | 1 | 1 | 1
|  |  | VISUAL DEVICE |  |  | VDVC | FUNCT03A | VDVC | 1 | 1 | 1 | 1 | 1 | 1 | 1 | 1 | 1 | 1 | 1 | 1 | 1 | 1 | 1 | 1 | 1 | 1 | 1 | 1 | 1 | 1 | 1 | 1 | 1 | 1 | 1 | 1 | 1 | 1 | 1 | 1 | 1 | 1 | 1 | 1 | 1 | 1 | 1 | 1 | 1 | 1 | 1 | 1 | 1 | 1 | 1 | 1 | 1 | 1 | 1 | 1 | 1 | 1 | 1 | 1 | 1 | 1
|  | WATER SUPPLY |  |  |  | B
|  |  | BACKFLOW PREVENTER |  |  | BFPV | FUNCT03B | BFPV | 1 | 1 | 1 | 1 | 1 | 1 | 1 | 1 | 1 | 1 | 1 | 1 | 1 | 1 | 1 | 1 | 1 | 1 | 1 | 1 | 1 | 1 | 1 | 1 | 1 | 1 | 1 | 1 | 1 | 1 | 1 | 1 | 1 | 1 | 1 | 1 | 1 | 1 | 1 | 1 | 1 | 1 | 1 | 1 | 1 | 1 | 1 | 1 | 1 | 1 | 1 | 1 | 1 | 1 | 1 | 1 | 1 | 1
|  |  |  | VALVE |  | VLV | FUNCT03B | BFPV-VLV | 1 | 1 | 1 | 1 | 1 | 1 | 1 | 1 | 1 | 1 | 1 | 1 | 1 | 1 | 1 | 1 | 1 | 1 | 1 | 1 | 1 | 1 | 1 | 1 | 1 | 1 | 1 | 1 | 1 | 1 | 1 | 1 | 1 | 1 | 1 | 1 | 1 | 1 | 1 | 1 | 1 | 1 | 1 | 1 | 1 | 1 | 1 | 1 | 1 | 1 | 1 | 1 | 1 | 1 | 1 | 1 | 1 | 1
|  |  |  | SWITCH |  | SWCH | FUNCT03B | BFPV-SWCH | 1 | 1 | 1 | 1 | 1 | 1 | 1 | 1 | 1 | 1 | 1 | 1 | 1 | 1 | 1 | 1 | 1 | 1 | 1 | 1 | 1 | 1 | 1 | 1 | 1 | 1 | 1 | 1 | 1 | 1 | 1 | 1 | 1 | 1 | 1 | 1 | 1 | 1 | 1 | 1 | 1 | 1 | 1 | 1 | 1 | 1 | 1 | 1 | 1 | 1 | 1 | 1 | 1 | 1 | 1 | 1 | 1 | 1
|  |  | CONTROL BOARD CABINET |  |  | CBCT | FUNCT03B | CBCT | 1 | 1 | 1 | 1 | 1 | 1 | 1 | 1 | 1 | 1 | 1 | 1 | 1 | 1 | 1 | 1 | 1 | 1 | 1 | 1 | 1 | 1 | 1 | 1 | 1 | 1 | 1 | 1 | 1 | 1 | 1 | 1 | 1 | 1 | 1 | 1 | 1 | 1 | 1 | 1 | 1 | 1 | 1 | 1 | 1 | 1 | 1 | 1 | 1 | 1 | 1 | 1 | 1 | 1 | 1 | 1 | 1 | 1
|  |  | FD CONNECTIONS |  |  | FDCN | FUNCT03B | FDCN | 1 | 1 | 1 | 1 | 1 | 1 | 1 | 1 | 1 | 1 | 1 | 1 | 1 | 1 | 1 | 1 | 1 | 1 | 1 | 1 | 1 | 1 | 1 | 1 | 1 | 1 | 1 | 1 | 1 | 1 | 1 | 1 | 1 | 1 | 1 | 1 | 1 | 1 | 1 | 1 | 1 | 1 | 1 | 1 | 1 | 1 | 1 | 1 | 1 | 1 | 1 | 1 | 1 | 1 | 1 | 1 | 1 | 1
|  |  | FLOW METER / CHART RECORDER |  |  | FLMT | FUNCT03B | FLMT | 1 | 1 | 1 | 1 | 1 | 1 | 1 | 1 | 1 | 1 | 1 | 1 | 1 | 1 | 1 | 1 | 1 | 1 | 1 | 1 | 1 | 1 | 1 | 1 | 1 | 1 | 1 | 1 | 1 | 1 | 1 | 1 | 1 | 1 | 1 | 1 | 1 | 1 | 1 | 1 | 1 | 1 | 1 | 1 | 1 | 1 | 1 | 1 | 1 | 1 | 1 | 1 | 1 | 1 | 1 | 1 | 1 | 1
|  |  | FIRE PUMP |  |  | FPMP | FUNCT03B | FPMP | 1 | 1 | 1 | 1 | 1 | 1 | 1 | 1 | 1 | 1 | 1 | 1 | 1 | 1 | 1 | 1 | 1 | 1 | 1 | 1 | 1 | 1 | 1 | 1 | 1 | 1 | 1 | 1 | 1 | 1 | 1 | 1 | 1 | 1 | 1 | 1 | 1 | 1 | 1 | 1 | 1 | 1 | 1 | 1 | 1 | 1 | 1 | 1 | 1 | 1 | 1 | 1 | 1 | 1 | 1 | 1 | 1 | 1
|  |  |  | CONTROL PANEL |  | CLPL | FUNCT03B | FPMP-CLPL | 1 | 1 | 1 | 1 | 1 | 1 | 1 | 1 | 1 | 1 | 1 | 1 | 1 | 1 | 1 | 1 | 1 | 1 | 1 | 1 | 1 | 1 | 1 | 1 | 1 | 1 | 1 | 1 | 1 | 1 | 1 | 1 | 1 | 1 | 1 | 1 | 1 | 1 | 1 | 1 | 1 | 1 | 1 | 1 | 1 | 1 | 1 | 1 | 1 | 1 | 1 | 1 | 1 | 1 | 1 | 1 | 1 | 1
|  |  |  | RELAY PANEL |  | RLYPL | FUNCT03B | FPMP-RLYPL | 1 | 1 | 1 | 1 | 1 | 1 | 1 | 1 | 1 | 1 | 1 | 1 | 1 | 1 | 1 | 1 | 1 | 1 | 1 | 1 | 1 | 1 | 1 | 1 | 1 | 1 | 1 | 1 | 1 | 1 | 1 | 1 | 1 | 1 | 1 | 1 | 1 | 1 | 1 | 1 | 1 | 1 | 1 | 1 | 1 | 1 | 1 | 1 | 1 | 1 | 1 | 1 | 1 | 1 | 1 | 1 | 1 | 1
|  |  |  | TANK |  | TANK | FUNCT03B | FPMP-TANK | 1 | 1 | 1 | 1 | 1 | 1 | 1 | 1 | 1 | 1 | 1 | 1 | 1 | 1 | 1 | 1 | 1 | 1 | 1 | 1 | 1 | 1 | 1 | 1 | 1 | 1 | 1 | 1 | 1 | 1 | 1 | 1 | 1 | 1 | 1 | 1 | 1 | 1 | 1 | 1 | 1 | 1 | 1 | 1 | 1 | 1 | 1 | 1 | 1 | 1 | 1 | 1 | 1 | 1 | 1 | 1 | 1 | 1
|  |  |  | FIRE PUMP TEST HEADER |  | FPTH | FUNCT03B | FPMP-FPTH | 1 | 1 | 1 | 1 | 1 | 1 | 1 | 1 | 1 | 1 | 1 | 1 | 1 | 1 | 1 | 1 | 1 | 1 | 1 | 1 | 1 | 1 | 1 | 1 | 1 | 1 | 1 | 1 | 1 | 1 | 1 | 1 | 1 | 1 | 1 | 1 | 1 | 1 | 1 | 1 | 1 | 1 | 1 | 1 | 1 | 1 | 1 | 1 | 1 | 1 | 1 | 1 | 1 | 1 | 1 | 1 | 1 | 1
|  |  |  | SIGN |  | SIGN | FUNCT03B | FPMP-SIGN | 1 | 1 | 1 | 1 | 1 | 1 | 1 | 1 | 1 | 1 | 1 | 1 | 1 | 1 | 1 | 1 | 1 | 1 | 1 | 1 | 1 | 1 | 1 | 1 | 1 | 1 | 1 | 1 | 1 | 1 | 1 | 1 | 1 | 1 | 1 | 1 | 1 | 1 | 1 | 1 | 1 | 1 | 1 | 1 | 1 | 1 | 1 | 1 | 1 | 1 | 1 | 1 | 1 | 1 | 1 | 1 | 1 | 1
|  |  |  | MOTOR |  | MOTR | FUNCT03B | FPMP-MOTR | 1 | 1 | 1 | 1 | 1 | 1 | 1 | 1 | 1 | 1 | 1 | 1 | 1 | 1 | 1 | 1 | 1 | 1 | 1 | 1 | 1 | 1 | 1 | 1 | 1 | 1 | 1 | 1 | 1 | 1 | 1 | 1 | 1 | 1 | 1 | 1 | 1 | 1 | 1 | 1 | 1 | 1 | 1 | 1 | 1 | 1 | 1 | 1 | 1 | 1 | 1 | 1 | 1 | 1 | 1 | 1 | 1 | 1
|  |  |  | CHECK VALVE |  | CHVL | FUNCT03B | FPMP-CHVL | 1 | 1 | 1 | 1 | 1 | 1 | 1 | 1 | 1 | 1 | 1 | 1 | 1 | 1 | 1 | 1 | 1 | 1 | 1 | 1 | 1 | 1 | 1 | 1 | 1 | 1 | 1 | 1 | 1 | 1 | 1 | 1 | 1 | 1 | 1 | 1 | 1 | 1 | 1 | 1 | 1 | 1 | 1 | 1 | 1 | 1 | 1 | 1 | 1 | 1 | 1 | 1 | 1 | 1 | 1 | 1 | 1 | 1
|  |  |  | BATTERY |  | BTRY | FUNCT03B | FPMP-BTRY | 1 | 1 | 1 | 1 | 1 | 1 | 1 | 1 | 1 | 1 | 1 | 1 | 1 | 1 | 1 | 1 | 1 | 1 | 1 | 1 | 1 | 1 | 1 | 1 | 1 | 1 | 1 | 1 | 1 | 1 | 1 | 1 | 1 | 1 | 1 | 1 | 1 | 1 | 1 | 1 | 1 | 1 | 1 | 1 | 1 | 1 | 1 | 1 | 1 | 1 | 1 | 1 | 1 | 1 | 1 | 1 | 1 | 1
|  |  |  | BATTERY CHARGER |  | BTCR | FUNCT03B | FPMP-BTCR | 1 | 1 | 1 | 1 | 1 | 1 | 1 | 1 | 1 | 1 | 1 | 1 | 1 | 1 | 1 | 1 | 1 | 1 | 1 | 1 | 1 | 1 | 1 | 1 | 1 | 1 | 1 | 1 | 1 | 1 | 1 | 1 | 1 | 1 | 1 | 1 | 1 | 1 | 1 | 1 | 1 | 1 | 1 | 1 | 1 | 1 | 1 | 1 | 1 | 1 | 1 | 1 | 1 | 1 | 1 | 1 | 1 | 1
|  |  |  | COUPLING |  | CPLG | FUNCT03B | FPMP-CPLG | 1 | 1 | 1 | 1 | 1 | 1 | 1 | 1 | 1 | 1 | 1 | 1 | 1 | 1 | 1 | 1 | 1 | 1 | 1 | 1 | 1 | 1 | 1 | 1 | 1 | 1 | 1 | 1 | 1 | 1 | 1 | 1 | 1 | 1 | 1 | 1 | 1 | 1 | 1 | 1 | 1 | 1 | 1 | 1 | 1 | 1 | 1 | 1 | 1 | 1 | 1 | 1 | 1 | 1 | 1 | 1 | 1 | 1
|  |  | FIRE PUMP PANEL |  |  | FPPL | FUNCT03B | FPPL | 1 | 1 | 1 | 1 | 1 | 1 | 1 | 1 | 1 | 1 | 1 | 1 | 1 | 1 | 1 | 1 | 1 | 1 | 1 | 1 | 1 | 1 | 1 | 1 | 1 | 1 | 1 | 1 | 1 | 1 | 1 | 1 | 1 | 1 | 1 | 1 | 1 | 1 | 1 | 1 | 1 | 1 | 1 | 1 | 1 | 1 | 1 | 1 | 1 | 1 | 1 | 1 | 1 | 1 | 1 | 1 | 1 | 1
|  |  | HATCH DOOR |  |  | HADR | FUNCT03B | HADR | 1 | 1 | 1 | 1 | 1 | 1 | 1 | 1 | 1 | 1 | 1 | 1 | 1 | 1 | 1 | 1 | 1 | 1 | 1 | 1 | 1 | 1 | 1 | 1 | 1 | 1 | 1 | 1 | 1 | 1 | 1 | 1 | 1 | 1 | 1 | 1 | 1 | 1 | 1 | 1 | 1 | 1 | 1 | 1 | 1 | 1 | 1 | 1 | 1 | 1 | 1 | 1 | 1 | 1 | 1 | 1 | 1 | 1
|  |  | HEAT TRACE |  |  | HTTC | FUNCT03B | HTTC | 1 | 1 | 1 | 1 | 1 | 1 | 1 | 1 | 1 | 1 | 1 | 1 | 1 | 1 | 1 | 1 | 1 | 1 | 1 | 1 | 1 | 1 | 1 | 1 | 1 | 1 | 1 | 1 | 1 | 1 | 1 | 1 | 1 | 1 | 1 | 1 | 1 | 1 | 1 | 1 | 1 | 1 | 1 | 1 | 1 | 1 | 1 | 1 | 1 | 1 | 1 | 1 | 1 | 1 | 1 | 1 | 1 | 1
|  |  | JOCKEY PUMP |  |  | JPMP | FUNCT03B | JPMP | 1 | 1 | 1 | 1 | 1 | 1 | 1 | 1 | 1 | 1 | 1 | 1 | 1 | 1 | 1 | 1 | 1 | 1 | 1 | 1 | 1 | 1 | 1 | 1 | 1 | 1 | 1 | 1 | 1 | 1 | 1 | 1 | 1 | 1 | 1 | 1 | 1 | 1 | 1 | 1 | 1 | 1 | 1 | 1 | 1 | 1 | 1 | 1 | 1 | 1 | 1 | 1 | 1 | 1 | 1 | 1 | 1 | 1
|  |  |  | CONTROL PANEL |  | CLPL | FUNCT03B | JPMP-CLPL | 1 | 1 | 1 | 1 | 1 | 1 | 1 | 1 | 1 | 1 | 1 | 1 | 1 | 1 | 1 | 1 | 1 | 1 | 1 | 1 | 1 | 1 | 1 | 1 | 1 | 1 | 1 | 1 | 1 | 1 | 1 | 1 | 1 | 1 | 1 | 1 | 1 | 1 | 1 | 1 | 1 | 1 | 1 | 1 | 1 | 1 | 1 | 1 | 1 | 1 | 1 | 1 | 1 | 1 | 1 | 1 | 1 | 1
|  |  |  | CHECK VALVE |  | CHVL | FUNCT03B | JPMP-CHVL | 1 | 1 | 1 | 1 | 1 | 1 | 1 | 1 | 1 | 1 | 1 | 1 | 1 | 1 | 1 | 1 | 1 | 1 | 1 | 1 | 1 | 1 | 1 | 1 | 1 | 1 | 1 | 1 | 1 | 1 | 1 | 1 | 1 | 1 | 1 | 1 | 1 | 1 | 1 | 1 | 1 | 1 | 1 | 1 | 1 | 1 | 1 | 1 | 1 | 1 | 1 | 1 | 1 | 1 | 1 | 1 | 1 | 1
|  |  |  | MOTOR |  | MOTR | FUNCT03B | JPMP-MOTR | 1 | 1 | 1 | 1 | 1 | 1 | 1 | 1 | 1 | 1 | 1 | 1 | 1 | 1 | 1 | 1 | 1 | 1 | 1 | 1 | 1 | 1 | 1 | 1 | 1 | 1 | 1 | 1 | 1 | 1 | 1 | 1 | 1 | 1 | 1 | 1 | 1 | 1 | 1 | 1 | 1 | 1 | 1 | 1 | 1 | 1 | 1 | 1 | 1 | 1 | 1 | 1 | 1 | 1 | 1 | 1 | 1 | 1
|  |  | MAKE-UP WATER PUMP |  |  | MUWP | FUNCT03B | MUWP | 1 | 1 | 1 | 1 | 1 | 1 | 1 | 1 | 1 | 1 | 1 | 1 | 1 | 1 | 1 | 1 | 1 | 1 | 1 | 1 | 1 | 1 | 1 | 1 | 1 | 1 | 1 | 1 | 1 | 1 | 1 | 1 | 1 | 1 | 1 | 1 | 1 | 1 | 1 | 1 | 1 | 1 | 1 | 1 | 1 | 1 | 1 | 1 | 1 | 1 | 1 | 1 | 1 | 1 | 1 | 1 | 1 | 1
|  |  |  | MOTOR |  | MOTR | FUNCT03B | MUWP-MOTR | 1 | 1 | 1 | 1 | 1 | 1 | 1 | 1 | 1 | 1 | 1 | 1 | 1 | 1 | 1 | 1 | 1 | 1 | 1 | 1 | 1 | 1 | 1 | 1 | 1 | 1 | 1 | 1 | 1 | 1 | 1 | 1 | 1 | 1 | 1 | 1 | 1 | 1 | 1 | 1 | 1 | 1 | 1 | 1 | 1 | 1 | 1 | 1 | 1 | 1 | 1 | 1 | 1 | 1 | 1 | 1 | 1 | 1
|  |  | PRESSURE METER / CHART RECORDER |  |  | PRMT | FUNCT03B | PRMT | 1 | 1 | 1 | 1 | 1 | 1 | 1 | 1 | 1 | 1 | 1 | 1 | 1 | 1 | 1 | 1 | 1 | 1 | 1 | 1 | 1 | 1 | 1 | 1 | 1 | 1 | 1 | 1 | 1 | 1 | 1 | 1 | 1 | 1 | 1 | 1 | 1 | 1 | 1 | 1 | 1 | 1 | 1 | 1 | 1 | 1 | 1 | 1 | 1 | 1 | 1 | 1 | 1 | 1 | 1 | 1 | 1 | 1
|  |  | SURGE SUPPRESSION TANK |  |  | SSTK | FUNCT03B | SSTK | 1 | 1 | 1 | 1 | 1 | 1 | 1 | 1 | 1 | 1 | 1 | 1 | 1 | 1 | 1 | 1 | 1 | 1 | 1 | 1 | 1 | 1 | 1 | 1 | 1 | 1 | 1 | 1 | 1 | 1 | 1 | 1 | 1 | 1 | 1 | 1 | 1 | 1 | 1 | 1 | 1 | 1 | 1 | 1 | 1 | 1 | 1 | 1 | 1 | 1 | 1 | 1 | 1 | 1 | 1 | 1 | 1 | 1
|  |  |  | AIR MAINTENANCE DEVICE |  | AMND | FUNCT03B | SSTK-AMND | 1 | 1 | 1 | 1 | 1 | 1 | 1 | 1 | 1 | 1 | 1 | 1 | 1 | 1 | 1 | 1 | 1 | 1 | 1 | 1 | 1 | 1 | 1 | 1 | 1 | 1 | 1 | 1 | 1 | 1 | 1 | 1 | 1 | 1 | 1 | 1 | 1 | 1 | 1 | 1 | 1 | 1 | 1 | 1 | 1 | 1 | 1 | 1 | 1 | 1 | 1 | 1 | 1 | 1 | 1 | 1 | 1 | 1
|  |  |  | AIR COMPRESSOR |  | ARCP | FUNCT03B | SSTK-ARCP | 1 | 1 | 1 | 1 | 1 | 1 | 1 | 1 | 1 | 1 | 1 | 1 | 1 | 1 | 1 | 1 | 1 | 1 | 1 | 1 | 1 | 1 | 1 | 1 | 1 | 1 | 1 | 1 | 1 | 1 | 1 | 1 | 1 | 1 | 1 | 1 | 1 | 1 | 1 | 1 | 1 | 1 | 1 | 1 | 1 | 1 | 1 | 1 | 1 | 1 | 1 | 1 | 1 | 1 | 1 | 1 | 1 | 1
|  |  | STRAINER |  |  | STRN | FUNCT03B | STRN | 1 | 1 | 1 | 1 | 1 | 1 | 1 | 1 | 1 | 1 | 1 | 1 | 1 | 1 | 1 | 1 | 1 | 1 | 1 | 1 | 1 | 1 | 1 | 1 | 1 | 1 | 1 | 1 | 1 | 1 | 1 | 1 | 1 | 1 | 1 | 1 | 1 | 1 | 1 | 1 | 1 | 1 | 1 | 1 | 1 | 1 | 1 | 1 | 1 | 1 | 1 | 1 | 1 | 1 | 1 | 1 | 1 | 1
|  |  | VALVE |  |  | VLV | FUNCT03B | VLV | 1 | 1 | 1 | 1 | 1 | 1 | 1 | 1 | 1 | 1 | 1 | 1 | 1 | 1 | 1 | 1 | 1 | 1 | 1 | 1 | 1 | 1 | 1 | 1 | 1 | 1 | 1 | 1 | 1 | 1 | 1 | 1 | 1 | 1 | 1 | 1 | 1 | 1 | 1 | 1 | 1 | 1 | 1 | 1 | 1 | 1 | 1 | 1 | 1 | 1 | 1 | 1 | 1 | 1 | 1 | 1 | 1 | 1
|  |  |  | SWITCH |  | SWCH | FUNCT03B | VLV-SWCH | 1 | 1 | 1 | 1 | 1 | 1 | 1 | 1 | 1 | 1 | 1 | 1 | 1 | 1 | 1 | 1 | 1 | 1 | 1 | 1 | 1 | 1 | 1 | 1 | 1 | 1 | 1 | 1 | 1 | 1 | 1 | 1 | 1 | 1 | 1 | 1 | 1 | 1 | 1 | 1 | 1 | 1 | 1 | 1 | 1 | 1 | 1 | 1 | 1 | 1 | 1 | 1 | 1 | 1 | 1 | 1 | 1 | 1
|  |  | WATER SUPPLY PIPING |  |  | WSP | FUNCT03B | WSP | 1 | 1 | 1 | 1 | 1 | 1 | 1 | 1 | 1 | 1 | 1 | 1 | 1 | 1 | 1 | 1 | 1 | 1 | 1 | 1 | 1 | 1 | 1 | 1 | 1 | 1 | 1 | 1 | 1 | 1 | 1 | 1 | 1 | 1 | 1 | 1 | 1 | 1 | 1 | 1 | 1 | 1 | 1 | 1 | 1 | 1 | 1 | 1 | 1 | 1 | 1 | 1 | 1 | 1 | 1 | 1 | 1 | 1
|  |  | WATER STORAGE TANKS |  |  | WSTK | FUNCT03B | WSTK | 1 | 1 | 1 | 1 | 1 | 1 | 1 | 1 | 1 | 1 | 1 | 1 | 1 | 1 | 1 | 1 | 1 | 1 | 1 | 1 | 1 | 1 | 1 | 1 | 1 | 1 | 1 | 1 | 1 | 1 | 1 | 1 | 1 | 1 | 1 | 1 | 1 | 1 | 1 | 1 | 1 | 1 | 1 | 1 | 1 | 1 | 1 | 1 | 1 | 1 | 1 | 1 | 1 | 1 | 1 | 1 | 1 | 1
|  |  |  | HEATER |  | HEAT | FUNCT03B | WSTK-HEAT | 1 | 1 | 1 | 1 | 1 | 1 | 1 | 1 | 1 | 1 | 1 | 1 | 1 | 1 | 1 | 1 | 1 | 1 | 1 | 1 | 1 | 1 | 1 | 1 | 1 | 1 | 1 | 1 | 1 | 1 | 1 | 1 | 1 | 1 | 1 | 1 | 1 | 1 | 1 | 1 | 1 | 1 | 1 | 1 | 1 | 1 | 1 | 1 | 1 | 1 | 1 | 1 | 1 | 1 | 1 | 1 | 1 | 1
|  |  |  | LADDER |  | LADR | FUNCT03B | WSTK-LADR | 1 | 1 | 1 | 1 | 1 | 1 | 1 | 1 | 1 | 1 | 1 | 1 | 1 | 1 | 1 | 1 | 1 | 1 | 1 | 1 | 1 | 1 | 1 | 1 | 1 | 1 | 1 | 1 | 1 | 1 | 1 | 1 | 1 | 1 | 1 | 1 | 1 | 1 | 1 | 1 | 1 | 1 | 1 | 1 | 1 | 1 | 1 | 1 | 1 | 1 | 1 | 1 | 1 | 1 | 1 | 1 | 1 | 1
|  |  |  | LEVEL INDICATOR |  | LVIN | FUNCT03B | WSTK-LVIN | 1 | 1 | 1 | 1 | 1 | 1 | 1 | 1 | 1 | 1 | 1 | 1 | 1 | 1 | 1 | 1 | 1 | 1 | 1 | 1 | 1 | 1 | 1 | 1 | 1 | 1 | 1 | 1 | 1 | 1 | 1 | 1 | 1 | 1 | 1 | 1 | 1 | 1 | 1 | 1 | 1 | 1 | 1 | 1 | 1 | 1 | 1 | 1 | 1 | 1 | 1 | 1 | 1 | 1 | 1 | 1 | 1 | 1
|  |  | WATER METER |  |  | WTMT | FUNCT03B | WTMT | 1 | 1 | 1 | 1 | 1 | 1 | 1 | 1 | 1 | 1 | 1 | 1 | 1 | 1 | 1 | 1 | 1 | 1 | 1 | 1 | 1 | 1 | 1 | 1 | 1 | 1 | 1 | 1 | 1 | 1 | 1 | 1 | 1 | 1 | 1 | 1 | 1 | 1 | 1 | 1 | 1 | 1 | 1 | 1 | 1 | 1 | 1 | 1 | 1 | 1 | 1 | 1 | 1 | 1 | 1 | 1 | 1 | 1
|  |  |  | END POINT |  | EPNT | FUNCT03B | WTMT-EPNT | 1 | 1 | 1 | 1 | 1 | 1 | 1 | 1 | 1 | 1 | 1 | 1 | 1 | 1 | 1 | 1 | 1 | 1 | 1 | 1 | 1 | 1 | 1 | 1 | 1 | 1 | 1 | 1 | 1 | 1 | 1 | 1 | 1 | 1 | 1 | 1 | 1 | 1 | 1 | 1 | 1 | 1 | 1 | 1 | 1 | 1 | 1 | 1 | 1 | 1 | 1 | 1 | 1 | 1 | 1 | 1 | 1 | 1
|  | STANDPIPES |  |  |  | C
|  |  | AIR MAINTENANCE DEVICE |  |  | AMND | FUNCT03C | AMND | 1 | 1 | 1 | 1 | 1 | 1 | 1 | 1 | 1 | 1 | 1 | 1 | 1 | 1 | 1 | 1 | 1 | 1 | 1 | 1 | 1 | 1 | 1 | 1 | 1 | 1 | 1 | 1 | 1 | 1 | 1 | 1 | 1 | 1 | 1 | 1 | 1 | 1 | 1 | 1 | 1 | 1 | 1 | 1 | 1 | 1 | 1 | 1 | 1 | 1 | 1 | 1 | 1 | 1 | 1 | 1 | 1 | 1
|  |  | FIRE DEPARTMENT CONNECTION |  |  | FDC | FUNCT03C | FDC | 1 | 1 | 1 | 1 | 1 | 1 | 1 | 1 | 1 | 1 | 1 | 1 | 1 | 1 | 1 | 1 | 1 | 1 | 1 | 1 | 1 | 1 | 1 | 1 | 1 | 1 | 1 | 1 | 1 | 1 | 1 | 1 | 1 | 1 | 1 | 1 | 1 | 1 | 1 | 1 | 1 | 1 | 1 | 1 | 1 | 1 | 1 | 1 | 1 | 1 | 1 | 1 | 1 | 1 | 1 | 1 | 1 | 1
|  |  | FIRE HOSE RACK ASSEMBLY |  |  | FHR | FUNCT03C | FHR | 1 | 1 | 1 | 1 | 1 | 1 | 1 | 1 | 1 | 1 | 1 | 1 | 1 | 1 | 1 | 1 | 1 | 1 | 1 | 1 | 1 | 1 | 1 | 1 | 1 | 1 | 1 | 1 | 1 | 1 | 1 | 1 | 1 | 1 | 1 | 1 | 1 | 1 | 1 | 1 | 1 | 1 | 1 | 1 | 1 | 1 | 1 | 1 | 1 | 1 | 1 | 1 | 1 | 1 | 1 | 1 | 1 | 1
|  |  |  | VALVE |  | VLV | FUNCT03C | FHR-VLV | 1 | 1 | 1 | 1 | 1 | 1 | 1 | 1 | 1 | 1 | 1 | 1 | 1 | 1 | 1 | 1 | 1 | 1 | 1 | 1 | 1 | 1 | 1 | 1 | 1 | 1 | 1 | 1 | 1 | 1 | 1 | 1 | 1 | 1 | 1 | 1 | 1 | 1 | 1 | 1 | 1 | 1 | 1 | 1 | 1 | 1 | 1 | 1 | 1 | 1 | 1 | 1 | 1 | 1 | 1 | 1 | 1 | 1
|  |  | FIRE HOSE CABINETS |  |  | FHSC | FUNCT03C | FHSC | 1 | 1 | 1 | 1 | 1 | 1 | 1 | 1 | 1 | 1 | 1 | 1 | 1 | 1 | 1 | 1 | 1 | 1 | 1 | 1 | 1 | 1 | 1 | 1 | 1 | 1 | 1 | 1 | 1 | 1 | 1 | 1 | 1 | 1 | 1 | 1 | 1 | 1 | 1 | 1 | 1 | 1 | 1 | 1 | 1 | 1 | 1 | 1 | 1 | 1 | 1 | 1 | 1 | 1 | 1 | 1 | 1 | 1
[5 empty] | SIGN | SIGN | FUNCT03C | FHSC.SIGN
|  |  |  | SIGN |  | SIGN | FUNCT03C | FHSC-SIGN | 1 | 1 | 1 | 1 | 1 | 1 | 1 | 1 | 1 | 1 | 1 | 1 | 1 | 1 | 1 | 1 | 1 | 1 | 1 | 1 | 1 | 1 | 1 | 1 | 1 | 1 | 1 | 1 | 1 | 1 | 1 | 1 | 1 | 1 | 1 | 1 | 1 | 1 | 1 | 1 | 1 | 1 | 1 | 1 | 1 | 1 | 1 | 1 | 1 | 1 | 1 | 1 | 1 | 1 | 1 | 1 | 1 | 1
|  |  |  | HOSE |  | HOSE | FUNCT03C | FHSC-HOSE | 1 | 1 | 1 | 1 | 1 | 1 | 1 | 1 | 1 | 1 | 1 | 1 | 1 | 1 | 1 | 1 | 1 | 1 | 1 | 1 | 1 | 1 | 1 | 1 | 1 | 1 | 1 | 1 | 1 | 1 | 1 | 1 | 1 | 1 | 1 | 1 | 1 | 1 | 1 | 1 | 1 | 1 | 1 | 1 | 1 | 1 | 1 | 1 | 1 | 1 | 1 | 1 | 1 | 1 | 1 | 1 | 1 | 1
|  |  |  | VALVE |  | VLV | FUNCT03C | FHSC-VLV | 1 | 1 | 1 | 1 | 1 | 1 | 1 | 1 | 1 | 1 | 1 | 1 | 1 | 1 | 1 | 1 | 1 | 1 | 1 | 1 | 1 | 1 | 1 | 1 | 1 | 1 | 1 | 1 | 1 | 1 | 1 | 1 | 1 | 1 | 1 | 1 | 1 | 1 | 1 | 1 | 1 | 1 | 1 | 1 | 1 | 1 | 1 | 1 | 1 | 1 | 1 | 1 | 1 | 1 | 1 | 1 | 1 | 1
|  |  | TEST HEADER |  |  | HDRS | FUNCT03C | HDRS | 1 | 1 | 1 | 1 | 1 | 1 | 1 | 1 | 1 | 1 | 1 | 1 | 1 | 1 | 1 | 1 | 1 | 1 | 1 | 1 | 1 | 1 | 1 | 1 | 1 | 1 | 1 | 1 | 1 | 1 | 1 | 1 | 1 | 1 | 1 | 1 | 1 | 1 | 1 | 1 | 1 | 1 | 1 | 1 | 1 | 1 | 1 | 1 | 1 | 1 | 1 | 1 | 1 | 1 | 1 | 1 | 1 | 1
|  |  | HEADERS |  |  | HEADR | FUNCT03C | HEADR | 1 | 1 | 1 | 1 | 1 | 1 | 1 | 1 | 1 | 1 | 1 | 1 | 1 | 1 | 1 | 1 | 1 | 1 | 1 | 1 | 1 | 1 | 1 | 1 | 1 | 1 | 1 | 1 | 1 | 1 | 1 | 1 | 1 | 1 | 1 | 1 | 1 | 1 | 1 | 1 | 1 | 1 | 1 | 1 | 1 | 1 | 1 | 1 | 1 | 1 | 1 | 1 | 1 | 1 | 1 | 1 | 1 | 1
[5 empty] | VALVE | VLV | FUNCT03C | HEADR.VLV
[5 empty] | SIGN | SIGN | FUNCT03C | HEADR.SIGN
|  |  |  | VALVE |  | VLV | FUNCT03C | HEADR-VLV | 1 | 1 | 1 | 1 | 1 | 1 | 1 | 1 | 1 | 1 | 1 | 1 | 1 | 1 | 1 | 1 | 1 | 1 | 1 | 1 | 1 | 1 | 1 | 1 | 1 | 1 | 1 | 1 | 1 | 1 | 1 | 1 | 1 | 1 | 1 | 1 | 1 | 1 | 1 | 1 | 1 | 1 | 1 | 1 | 1 | 1 | 1 | 1 | 1 | 1 | 1 | 1 | 1 | 1 | 1 | 1 | 1 | 1
|  |  |  | SIGN |  | SIGN | FUNCT03C | HEADR-SIGN | 1 | 1 | 1 | 1 | 1 | 1 | 1 | 1 | 1 | 1 | 1 | 1 | 1 | 1 | 1 | 1 | 1 | 1 | 1 | 1 | 1 | 1 | 1 | 1 | 1 | 1 | 1 | 1 | 1 | 1 | 1 | 1 | 1 | 1 | 1 | 1 | 1 | 1 | 1 | 1 | 1 | 1 | 1 | 1 | 1 | 1 | 1 | 1 | 1 | 1 | 1 | 1 | 1 | 1 | 1 | 1 | 1 | 1
|  |  | HEAT TRACE |  |  | HTTC | FUNCT03C | HTTC | 1 | 1 | 1 | 1 | 1 | 1 | 1 | 1 | 1 | 1 | 1 | 1 | 1 | 1 | 1 | 1 | 1 | 1 | 1 | 1 | 1 | 1 | 1 | 1 | 1 | 1 | 1 | 1 | 1 | 1 | 1 | 1 | 1 | 1 | 1 | 1 | 1 | 1 | 1 | 1 | 1 | 1 | 1 | 1 | 1 | 1 | 1 | 1 | 1 | 1 | 1 | 1 | 1 | 1 | 1 | 1 | 1 | 1
|  |  | HYDRANTS |  |  | HYDT | FUNCT03C | HYDT | 1 | 1 | 1 | 1 | 1 | 1 | 1 | 1 | 1 | 1 | 1 | 1 | 1 | 1 | 1 | 1 | 1 | 1 | 1 | 1 | 1 | 1 | 1 | 1 | 1 | 1 | 1 | 1 | 1 | 1 | 1 | 1 | 1 | 1 | 1 | 1 | 1 | 1 | 1 | 1 | 1 | 1 | 1 | 1 | 1 | 1 | 1 | 1 | 1 | 1 | 1 | 1 | 1 | 1 | 1 | 1 | 1 | 1
|  |  | STANDPIPES |  |  | STDP | FUNCT03C | STDP | 1 | 1 | 1 | 1 | 1 | 1 | 1 | 1 | 1 | 1 | 1 | 1 | 1 | 1 | 1 | 1 | 1 | 1 | 1 | 1 | 1 | 1 | 1 | 1 | 1 | 1 | 1 | 1 | 1 | 1 | 1 | 1 | 1 | 1 | 1 | 1 | 1 | 1 | 1 | 1 | 1 | 1 | 1 | 1 | 1 | 1 | 1 | 1 | 1 | 1 | 1 | 1 | 1 | 1 | 1 | 1 | 1 | 1
|  |  |  | VALVE |  | VLV | FUNCT03C | STDP-VLV | 1 | 1 | 1 | 1 | 1 | 1 | 1 | 1 | 1 | 1 | 1 | 1 | 1 | 1 | 1 | 1 | 1 | 1 | 1 | 1 | 1 | 1 | 1 | 1 | 1 | 1 | 1 | 1 | 1 | 1 | 1 | 1 | 1 | 1 | 1 | 1 | 1 | 1 | 1 | 1 | 1 | 1 | 1 | 1 | 1 | 1 | 1 | 1 | 1 | 1 | 1 | 1 | 1 | 1 | 1 | 1 | 1 | 1
|  |  |  | HEAT TRACE |  | HTTC | FUNCT03C | STDP-HTTC | 1 | 1 | 1 | 1 | 1 | 1 | 1 | 1 | 1 | 1 | 1 | 1 | 1 | 1 | 1 | 1 | 1 | 1 | 1 | 1 | 1 | 1 | 1 | 1 | 1 | 1 | 1 | 1 | 1 | 1 | 1 | 1 | 1 | 1 | 1 | 1 | 1 | 1 | 1 | 1 | 1 | 1 | 1 | 1 | 1 | 1 | 1 | 1 | 1 | 1 | 1 | 1 | 1 | 1 | 1 | 1 | 1 | 1
|  |  | VALVE |  |  | VLV | FUNCT03C | VLV | 1 | 1 | 1 | 1 | 1 | 1 | 1 | 1 | 1 | 1 | 1 | 1 | 1 | 1 | 1 | 1 | 1 | 1 | 1 | 1 | 1 | 1 | 1 | 1 | 1 | 1 | 1 | 1 | 1 | 1 | 1 | 1 | 1 | 1 | 1 | 1 | 1 | 1 | 1 | 1 | 1 | 1 | 1 | 1 | 1 | 1 | 1 | 1 | 1 | 1 | 1 | 1 | 1 | 1 | 1 | 1 | 1 | 1
[5 empty] | SWITCH | SWCH | FUNCT03C | VLV.SWCH
[5 empty] | ROOF MANIFOLDS | RFMN | FUNCT03C | VLV.RFMN
[5 empty] | DRAIN | DRAN | FUNCT03C | VLV.DRAN
|  |  |  | SWITCH |  | SWCH | FUNCT03C | VLV-SWCH | 1 | 1 | 1 | 1 | 1 | 1 | 1 | 1 | 1 | 1 | 1 | 1 | 1 | 1 | 1 | 1 | 1 | 1 | 1 | 1 | 1 | 1 | 1 | 1 | 1 | 1 | 1 | 1 | 1 | 1 | 1 | 1 | 1 | 1 | 1 | 1 | 1 | 1 | 1 | 1 | 1 | 1 | 1 | 1 | 1 | 1 | 1 | 1 | 1 | 1 | 1 | 1 | 1 | 1 | 1 | 1 | 1 | 1
|  |  |  | ROOF MANIFOLDS |  | RFMN | FUNCT03C | VLV-RFMN | 1 | 1 | 1 | 1 | 1 | 1 | 1 | 1 | 1 | 1 | 1 | 1 | 1 | 1 | 1 | 1 | 1 | 1 | 1 | 1 | 1 | 1 | 1 | 1 | 1 | 1 | 1 | 1 | 1 | 1 | 1 | 1 | 1 | 1 | 1 | 1 | 1 | 1 | 1 | 1 | 1 | 1 | 1 | 1 | 1 | 1 | 1 | 1 | 1 | 1 | 1 | 1 | 1 | 1 | 1 | 1 | 1 | 1
|  |  |  | DRAIN |  | DRAN | FUNCT03C | VLV-DRAN | 1 | 1 | 1 | 1 | 1 | 1 | 1 | 1 | 1 | 1 | 1 | 1 | 1 | 1 | 1 | 1 | 1 | 1 | 1 | 1 | 1 | 1 | 1 | 1 | 1 | 1 | 1 | 1 | 1 | 1 | 1 | 1 | 1 | 1 | 1 | 1 | 1 | 1 | 1 | 1 | 1 | 1 | 1 | 1 | 1 | 1 | 1 | 1 | 1 | 1 | 1 | 1 | 1 | 1 | 1 | 1 | 1 | 1
|  | SPECIAL SUPPRESSION |  |  |  | D
|  |  | ABORT STATION |  |  | ABRT | FUNCT03D | ABRT | 1 | 1 | 1 | 1 | 1 | 1 | 1 | 1 | 1 | 1 | 1 | 1 | 1 | 1 | 1 | 1 | 1 | 1 | 1 | 1 | 1 | 1 | 1 | 1 | 1 | 1 | 1 | 1 | 1 | 1 | 1 | 1 | 1 | 1 | 1 | 1 | 1 | 1 | 1 | 1 | 1 | 1 | 1 | 1 | 1 | 1 | 1 | 1 | 1 | 1 | 1 | 1 | 1 | 1 | 1 | 1 | 1 | 1
|  |  | ALARM |  |  | ALRM | FUNCT03D | ALRM | 1 | 1 | 1 | 1 | 1 | 1 | 1 | 1 | 1 | 1 | 1 | 1 | 1 | 1 | 1 | 1 | 1 | 1 | 1 | 1 | 1 | 1 | 1 | 1 | 1 | 1 | 1 | 1 | 1 | 1 | 1 | 1 | 1 | 1 | 1 | 1 | 1 | 1 | 1 | 1 | 1 | 1 | 1 | 1 | 1 | 1 | 1 | 1 | 1 | 1 | 1 | 1 | 1 | 1 | 1 | 1 | 1 | 1
|  |  | CLEAN AGENT FIRE EXTINGUISHER PANEL |  |  | CAFREXPL | FUNCT03D | CAFREXPL | 1 | 1 | 1 | 1 | 1 | 1 | 1 | 1 | 1 | 1 | 1 | 1 | 1 | 1 | 1 | 1 | 1 | 1 | 1 | 1 | 1 | 1 | 1 | 1 | 1 | 1 | 1 | 1 | 1 | 1 | 1 | 1 | 1 | 1 | 1 | 1 | 1 | 1 | 1 | 1 | 1 | 1 | 1 | 1 | 1 | 1 | 1 | 1 | 1 | 1 | 1 | 1 | 1 | 1 | 1 | 1 | 1 | 1
|  |  |  | ABORT STATION |  | ABRT | FUNCT03D | CAFREXPL-ABRT | 1 | 1 | 1 | 1 | 1 | 1 | 1 | 1 | 1 | 1 | 1 | 1 | 1 | 1 | 1 | 1 | 1 | 1 | 1 | 1 | 1 | 1 | 1 | 1 | 1 | 1 | 1 | 1 | 1 | 1 | 1 | 1 | 1 | 1 | 1 | 1 | 1 | 1 | 1 | 1 | 1 | 1 | 1 | 1 | 1 | 1 | 1 | 1 | 1 | 1 | 1 | 1 | 1 | 1 | 1 | 1 | 1 | 1
|  |  | DETECTOR |  |  | DTCT | FUNCT03D | DTCT | 1 | 1 | 1 | 1 | 1 | 1 | 1 | 1 | 1 | 1 | 1 | 1 | 1 | 1 | 1 | 1 | 1 | 1 | 1 | 1 | 1 | 1 | 1 | 1 | 1 | 1 | 1 | 1 | 1 | 1 | 1 | 1 | 1 | 1 | 1 | 1 | 1 | 1 | 1 | 1 | 1 | 1 | 1 | 1 | 1 | 1 | 1 | 1 | 1 | 1 | 1 | 1 | 1 | 1 | 1 | 1 | 1 | 1
|  |  | CLEAN AGENT FIRE EXTINGUISHING SYSTEM |  |  | FIRX | FUNCT03D | FIRX | 1 | 1 | 1 | 1 | 1 | 1 | 1 | 1 | 1 | 1 | 1 | 1 | 1 | 1 | 1 | 1 | 1 | 1 | 1 | 1 | 1 | 1 | 1 | 1 | 1 | 1 | 1 | 1 | 1 | 1 | 1 | 1 | 1 | 1 | 1 | 1 | 1 | 1 | 1 | 1 | 1 | 1 | 1 | 1 | 1 | 1 | 1 | 1 | 1 | 1 | 1 | 1 | 1 | 1 | 1 | 1 | 1 | 1
|  |  |  | CLEAN AGENT FIRE EXTINGUISHER PANEL |  | CAFREXPL | FUNCT03D | FIRX-CAFREXPL | 1 | 1 | 1 | 1 | 1 | 1 | 1 | 1 | 1 | 1 | 1 | 1 | 1 | 1 | 1 | 1 | 1 | 1 | 1 | 1 | 1 | 1 | 1 | 1 | 1 | 1 | 1 | 1 | 1 | 1 | 1 | 1 | 1 | 1 | 1 | 1 | 1 | 1 | 1 | 1 | 1 | 1 | 1 | 1 | 1 | 1 | 1 | 1 | 1 | 1 | 1 | 1 | 1 | 1 | 1 | 1 | 1 | 1
|  |  |  | RELEASE SOLENOID |  | RLSD | FUNCT03D | FIRX-RLSD | 1 | 1 | 1 | 1 | 1 | 1 | 1 | 1 | 1 | 1 | 1 | 1 | 1 | 1 | 1 | 1 | 1 | 1 | 1 | 1 | 1 | 1 | 1 | 1 | 1 | 1 | 1 | 1 | 1 | 1 | 1 | 1 | 1 | 1 | 1 | 1 | 1 | 1 | 1 | 1 | 1 | 1 | 1 | 1 | 1 | 1 | 1 | 1 | 1 | 1 | 1 | 1 | 1 | 1 | 1 | 1 | 1 | 1
|  |  |  | TANK |  | TANK | FUNCT03D | FIRX-TANK | 1 | 1 | 1 | 1 | 1 | 1 | 1 | 1 | 1 | 1 | 1 | 1 | 1 | 1 | 1 | 1 | 1 | 1 | 1 | 1 | 1 | 1 | 1 | 1 | 1 | 1 | 1 | 1 | 1 | 1 | 1 | 1 | 1 | 1 | 1 | 1 | 1 | 1 | 1 | 1 | 1 | 1 | 1 | 1 | 1 | 1 | 1 | 1 | 1 | 1 | 1 | 1 | 1 | 1 | 1 | 1 | 1 | 1
|  |  | FOAM PUMP |  |  | FOMP | FUNCT03D | FOMP | 1 | 1 | 1 | 1 | 1 | 1 | 1 | 1 | 1 | 1 | 1 | 1 | 1 | 1 | 1 | 1 | 1 | 1 | 1 | 1 | 1 | 1 | 1 | 1 | 1 | 1 | 1 | 1 | 1 | 1 | 1 | 1 | 1 | 1 | 1 | 1 | 1 | 1 | 1 | 1 | 1 | 1 | 1 | 1 | 1 | 1 | 1 | 1 | 1 | 1 | 1 | 1 | 1 | 1 | 1 | 1 | 1 | 1
|  |  |  | MOTOR |  | MOTR | FUNCT03D | FOMP-MOTR | 1 | 1 | 1 | 1 | 1 | 1 | 1 | 1 | 1 | 1 | 1 | 1 | 1 | 1 | 1 | 1 | 1 | 1 | 1 | 1 | 1 | 1 | 1 | 1 | 1 | 1 | 1 | 1 | 1 | 1 | 1 | 1 | 1 | 1 | 1 | 1 | 1 | 1 | 1 | 1 | 1 | 1 | 1 | 1 | 1 | 1 | 1 | 1 | 1 | 1 | 1 | 1 | 1 | 1 | 1 | 1 | 1 | 1
|  |  | RELEASE SOLENOID |  |  | RLSD | FUNCT03D | RLSD | 1 | 1 | 1 | 1 | 1 | 1 | 1 | 1 | 1 | 1 | 1 | 1 | 1 | 1 | 1 | 1 | 1 | 1 | 1 | 1 | 1 | 1 | 1 | 1 | 1 | 1 | 1 | 1 | 1 | 1 | 1 | 1 | 1 | 1 | 1 | 1 | 1 | 1 | 1 | 1 | 1 | 1 | 1 | 1 | 1 | 1 | 1 | 1 | 1 | 1 | 1 | 1 | 1 | 1 | 1 | 1 | 1 | 1
[5 empty] | SUPPRESSION NOZZLES | SPNZ | FUNCT03D | RLSD.SPNZ
|  |  |  | SUPPRESSION NOZZLES |  | SPNZ | FUNCT03D | RLSD-SPNZ | 1 | 1 | 1 | 1 | 1 | 1 | 1 | 1 | 1 | 1 | 1 | 1 | 1 | 1 | 1 | 1 | 1 | 1 | 1 | 1 | 1 | 1 | 1 | 1 | 1 | 1 | 1 | 1 | 1 | 1 | 1 | 1 | 1 | 1 | 1 | 1 | 1 | 1 | 1 | 1 | 1 | 1 | 1 | 1 | 1 | 1 | 1 | 1 | 1 | 1 | 1 | 1 | 1 | 1 | 1 | 1 | 1 | 1
|  |  | RELEASE STATIONS |  |  | RLST | FUNCT03D | RLST | 1 | 1 | 1 | 1 | 1 | 1 | 1 | 1 | 1 | 1 | 1 | 1 | 1 | 1 | 1 | 1 | 1 | 1 | 1 | 1 | 1 | 1 | 1 | 1 | 1 | 1 | 1 | 1 | 1 | 1 | 1 | 1 | 1 | 1 | 1 | 1 | 1 | 1 | 1 | 1 | 1 | 1 | 1 | 1 | 1 | 1 | 1 | 1 | 1 | 1 | 1 | 1 | 1 | 1 | 1 | 1 | 1 | 1
|  |  | SUPPRESSION CONTROL PANEL |  |  | SPCP | FUNCT03D | SPCP | 1 | 1 | 1 | 1 | 1 | 1 | 1 | 1 | 1 | 1 | 1 | 1 | 1 | 1 | 1 | 1 | 1 | 1 | 1 | 1 | 1 | 1 | 1 | 1 | 1 | 1 | 1 | 1 | 1 | 1 | 1 | 1 | 1 | 1 | 1 | 1 | 1 | 1 | 1 | 1 | 1 | 1 | 1 | 1 | 1 | 1 | 1 | 1 | 1 | 1 | 1 | 1 | 1 | 1 | 1 | 1 | 1 | 1
|  |  | SUPPRESSION SYSTEM |  |  | SUPSYS | FUNCT03D | SUPSYS | 1 | 1 | 1 | 1 | 1 | 1 | 1 | 1 | 1 | 1 | 1 | 1 | 1 | 1 | 1 | 1 | 1 | 1 | 1 | 1 | 1 | 1 | 1 | 1 | 1 | 1 | 1 | 1 | 1 | 1 | 1 | 1 | 1 | 1 | 1 | 1 | 1 | 1 | 1 | 1 | 1 | 1 | 1 | 1 | 1 | 1 | 1 | 1 | 1 | 1 | 1 | 1 | 1 | 1 | 1 | 1 | 1 | 1
[5 empty] | SUPPRESSION CONTROL PANEL | SPCP | FUNCT03D | SUPSYS.SPCP
|  |  |  | SUPPRESSION CONTROL PANEL |  | SPCP | FUNCT03D | SUPSYS-SPCP | 1 | 1 | 1 | 1 | 1 | 1 | 1 | 1 | 1 | 1 | 1 | 1 | 1 | 1 | 1 | 1 | 1 | 1 | 1 | 1 | 1 | 1 | 1 | 1 | 1 | 1 | 1 | 1 | 1 | 1 | 1 | 1 | 1 | 1 | 1 | 1 | 1 | 1 | 1 | 1 | 1 | 1 | 1 | 1 | 1 | 1 | 1 | 1 | 1 | 1 | 1 | 1 | 1 | 1 | 1 | 1 | 1 | 1
|  |  |  | VALVE |  | VLV | FUNCT03D | SUPSYS-VLV | 1 | 1 | 1 | 1 | 1 | 1 | 1 | 1 | 1 | 1 | 1 | 1 | 1 | 1 | 1 | 1 | 1 | 1 | 1 | 1 | 1 | 1 | 1 | 1 | 1 | 1 | 1 | 1 | 1 | 1 | 1 | 1 | 1 | 1 | 1 | 1 | 1 | 1 | 1 | 1 | 1 | 1 | 1 | 1 | 1 | 1 | 1 | 1 | 1 | 1 | 1 | 1 | 1 | 1 | 1 | 1 | 1 | 1
|  |  | SWITCH |  |  | SWCH | FUNCT03D | SWCH | 1 | 1 | 1 | 1 | 1 | 1 | 1 | 1 | 1 | 1 | 1 | 1 | 1 | 1 | 1 | 1 | 1 | 1 | 1 | 1 | 1 | 1 | 1 | 1 | 1 | 1 | 1 | 1 | 1 | 1 | 1 | 1 | 1 | 1 | 1 | 1 | 1 | 1 | 1 | 1 | 1 | 1 | 1 | 1 | 1 | 1 | 1 | 1 | 1 | 1 | 1 | 1 | 1 | 1 | 1 | 1 | 1 | 1
|  |  | TANK |  |  | TANK | FUNCT03D | TANK | 1 | 1 | 1 | 1 | 1 | 1 | 1 | 1 | 1 | 1 | 1 | 1 | 1 | 1 | 1 | 1 | 1 | 1 | 1 | 1 | 1 | 1 | 1 | 1 | 1 | 1 | 1 | 1 | 1 | 1 | 1 | 1 | 1 | 1 | 1 | 1 | 1 | 1 | 1 | 1 | 1 | 1 | 1 | 1 | 1 | 1 | 1 | 1 | 1 | 1 | 1 | 1 | 1 | 1 | 1 | 1 | 1 | 1
[5 empty] | SIGN | SIGN | FUNCT03D | TANK.SIGN
|  |  |  | SIGN |  | SIGN | FUNCT03D | TANK-SIGN | 1 | 1 | 1 | 1 | 1 | 1 | 1 | 1 | 1 | 1 | 1 | 1 | 1 | 1 | 1 | 1 | 1 | 1 | 1 | 1 | 1 | 1 | 1 | 1 | 1 | 1 | 1 | 1 | 1 | 1 | 1 | 1 | 1 | 1 | 1 | 1 | 1 | 1 | 1 | 1 | 1 | 1 | 1 | 1 | 1 | 1 | 1 | 1 | 1 | 1 | 1 | 1 | 1 | 1 | 1 | 1 | 1 | 1
|  |  | TRANSFER PUMP |  |  | TXPM | FUNCT03D | TXPM | 1 | 1 | 1 | 1 | 1 | 1 | 1 | 1 | 1 | 1 | 1 | 1 | 1 | 1 | 1 | 1 | 1 | 1 | 1 | 1 | 1 | 1 | 1 | 1 | 1 | 1 | 1 | 1 | 1 | 1 | 1 | 1 | 1 | 1 | 1 | 1 | 1 | 1 | 1 | 1 | 1 | 1 | 1 | 1 | 1 | 1 | 1 | 1 | 1 | 1 | 1 | 1 | 1 | 1 | 1 | 1 | 1 | 1
|  |  |  | MOTOR |  | MOTR | FUNCT03D | TXPM-MOTR | 1 | 1 | 1 | 1 | 1 | 1 | 1 | 1 | 1 | 1 | 1 | 1 | 1 | 1 | 1 | 1 | 1 | 1 | 1 | 1 | 1 | 1 | 1 | 1 | 1 | 1 | 1 | 1 | 1 | 1 | 1 | 1 | 1 | 1 | 1 | 1 | 1 | 1 | 1 | 1 | 1 | 1 | 1 | 1 | 1 | 1 | 1 | 1 | 1 | 1 | 1 | 1 | 1 | 1 | 1 | 1 | 1 | 1
|  | FIRE EXTINGUISHERS |  |  |  | E
|  |  | FIRE EXTINGUISHER |  |  | FREX | FUNCT03E | FREX | 1 | 1 | 1 | 1 | 1 | 1 | 1 | 1 | 1 | 1 | 1 | 1 | 1 | 1 | 1 | 1 | 1 | 1 | 1 | 1 | 1 | 1 | 1 | 1 | 1 | 1 | 1 | 1 | 1 | 1 | 1 | 1 | 1 | 1 | 1 | 1 | 1 | 1 | 1 | 1 | 1 | 1 | 1 | 1 | 1 | 1 | 1 | 1 | 1 | 1 | 1 | 1 | 1 | 1 | 1 | 1 | 1 | 1
[5 empty] | CABINET | CBNT | FUNCT03E | FREX.CBNT
|  |  |  | CABINET |  | CBNT | FUNCT03E | FREX-CBNT | 1 | 1 | 1 | 1 | 1 | 1 | 1 | 1 | 1 | 1 | 1 | 1 | 1 | 1 | 1 | 1 | 1 | 1 | 1 | 1 | 1 | 1 | 1 | 1 | 1 | 1 | 1 | 1 | 1 | 1 | 1 | 1 | 1 | 1 | 1 | 1 | 1 | 1 | 1 | 1 | 1 | 1 | 1 | 1 | 1 | 1 | 1 | 1 | 1 | 1 | 1 | 1 | 1 | 1 | 1 | 1 | 1 | 1
|  | LIFE SAFETY/EGRESS |  |  |  | F
|  |  | EMERGENCY LIGHTS COMBO |  |  | CEGLT | FUNCT03F | CEGLT | 1 | 1 | 1 | 1 | 1 | 1 | 1 | 1 | 1 | 1 | 1 | 1 | 1 | 1 | 1 | 1 | 1 | 1 | 1 | 1 | 1 | 1 | 1 | 1 | 1 | 1 | 1 | 1 | 1 | 1 | 1 | 1 | 1 | 1 | 1 | 1 | 1 | 1 | 1 | 1 | 1 | 1 | 1 | 1 | 1 | 1 | 1 | 1 | 1 | 1 | 1 | 1 | 1 | 1 | 1 | 1 | 1 | 1
|  |  | EMERGENCY LIGHTS (BATTERY) |  |  | EGLT | FUNCT03F | EGLT | 1 | 1 | 1 | 1 | 1 | 1 | 1 | 1 | 1 | 1 | 1 | 1 | 1 | 1 | 1 | 1 | 1 | 1 | 1 | 1 | 1 | 1 | 1 | 1 | 1 | 1 | 1 | 1 | 1 | 1 | 1 | 1 | 1 | 1 | 1 | 1 | 1 | 1 | 1 | 1 | 1 | 1 | 1 | 1 | 1 | 1 | 1 | 1 | 1 | 1 | 1 | 1 | 1 | 1 | 1 | 1 | 1 | 1
|  |  | EXIT SIGN |  |  | EXSN | FUNCT03F | EXSN | 1 | 1 | 1 | 1 | 1 | 1 | 1 | 1 | 1 | 1 | 1 | 1 | 1 | 1 | 1 | 1 | 1 | 1 | 1 | 1 | 1 | 1 | 1 | 1 | 1 | 1 | 1 | 1 | 1 | 1 | 1 | 1 | 1 | 1 | 1 | 1 | 1 | 1 | 1 | 1 | 1 | 1 | 1 | 1 | 1 | 1 | 1 | 1 | 1 | 1 | 1 | 1 | 1 | 1 | 1 | 1 | 1 | 1
|  |  | FIRE DOOR |  |  | FRDR | FUNCT03F | FRDR | 1 | 1 | 1 | 1 | 1 | 1 | 1 | 1 | 1 | 1 | 1 | 1 | 1 | 1 | 1 | 1 | 1 | 1 | 1 | 1 | 1 | 1 | 1 | 1 | 1 | 1 | 1 | 1 | 1 | 1 | 1 | 1 | 1 | 1 | 1 | 1 | 1 | 1 | 1 | 1 | 1 | 1 | 1 | 1 | 1 | 1 | 1 | 1 | 1 | 1 | 1 | 1 | 1 | 1 | 1 | 1 | 1 | 1
|  |  |  | DOOR CLOSER |  | DRCL | FUNCT03F | FRDR-DRCL | 1 | 1 | 1 | 1 | 1 | 1 | 1 | 1 | 1 | 1 | 1 | 1 | 1 | 1 | 1 | 1 | 1 | 1 | 1 | 1 | 1 | 1 | 1 | 1 | 1 | 1 | 1 | 1 | 1 | 1 | 1 | 1 | 1 | 1 | 1 | 1 | 1 | 1 | 1 | 1 | 1 | 1 | 1 | 1 | 1 | 1 | 1 | 1 | 1 | 1 | 1 | 1 | 1 | 1 | 1 | 1 | 1 | 1
|  |  | FIRE SHUTTER |  |  | FRSH | FUNCT03F | FRSH | 1 | 1 | 1 | 1 | 1 | 1 | 1 | 1 | 1 | 1 | 1 | 1 | 1 | 1 | 1 | 1 | 1 | 1 | 1 | 1 | 1 | 1 | 1 | 1 | 1 | 1 | 1 | 1 | 1 | 1 | 1 | 1 | 1 | 1 | 1 | 1 | 1 | 1 | 1 | 1 | 1 | 1 | 1 | 1 | 1 | 1 | 1 | 1 | 1 | 1 | 1 | 1 | 1 | 1 | 1 | 1 | 1 | 1
|  |  |  | MOTOR |  | MOTR | FUNCT03F | FRSH-MOTR | 1 | 1 | 1 | 1 | 1 | 1 | 1 | 1 | 1 | 1 | 1 | 1 | 1 | 1 | 1 | 1 | 1 | 1 | 1 | 1 | 1 | 1 | 1 | 1 | 1 | 1 | 1 | 1 | 1 | 1 | 1 | 1 | 1 | 1 | 1 | 1 | 1 | 1 | 1 | 1 | 1 | 1 | 1 | 1 | 1 | 1 | 1 | 1 | 1 | 1 | 1 | 1 | 1 | 1 | 1 | 1 | 1 | 1
|  |  | SIDE COILING FIRE SHUTTER |  |  | SFRSH | FUNCT03F | SFRSH | 1 | 1 | 1 | 1 | 1 | 1 | 1 | 1 | 1 | 1 | 1 | 1 | 1 | 1 | 1 | 1 | 1 | 1 | 1 | 1 | 1 | 1 | 1 | 1 | 1 | 1 | 1 | 1 | 1 | 1 | 1 | 1 | 1 | 1 | 1 | 1 | 1 | 1 | 1 | 1 | 1 | 1 | 1 | 1 | 1 | 1 | 1 | 1 | 1 | 1 | 1 | 1 | 1 | 1 | 1 | 1 | 1 | 1
|  |  |  | MOTOR |  | MOTR | FUNCT03F | SFRSH-MOTR | 1 | 1 | 1 | 1 | 1 | 1 | 1 | 1 | 1 | 1 | 1 | 1 | 1 | 1 | 1 | 1 | 1 | 1 | 1 | 1 | 1 | 1 | 1 | 1 | 1 | 1 | 1 | 1 | 1 | 1 | 1 | 1 | 1 | 1 | 1 | 1 | 1 | 1 | 1 | 1 | 1 | 1 | 1 | 1 | 1 | 1 | 1 | 1 | 1 | 1 | 1 | 1 | 1 | 1 | 1 | 1 | 1 | 1
|  |  | SIGNS (GROUP OF SIGNS) |  |  | SIGNGRP | FUNCT03F | SIGNGRP | 1 | 1 | 1 | 1 | 1 | 1 | 1 | 1 | 1 | 1 | 1 | 1 | 1 | 1 | 1 | 1 | 1 | 1 | 1 | 1 | 1 | 1 | 1 | 1 | 1 | 1 | 1 | 1 | 1 | 1 | 1 | 1 | 1 | 1 | 1 | 1 | 1 | 1 | 1 | 1 | 1 | 1 | 1 | 1 | 1 | 1 | 1 | 1 | 1 | 1 | 1 | 1 | 1 | 1 | 1 | 1 | 1 | 1
|  |  | SMOKE MANAGEMENT SYSTEM |  |  | SMGM | FUNCT03F | SMGM | 1 | 1 | 1 | 1 | 1 | 1 | 1 | 1 | 1 | 1 | 1 | 1 | 1 | 1 | 1 | 1 | 1 | 1 | 1 | 1 | 1 | 1 | 1 | 1 | 1 | 1 | 1 | 1 | 1 | 1 | 1 | 1 | 1 | 1 | 1 | 1 | 1 | 1 | 1 | 1 | 1 | 1 | 1 | 1 | 1 | 1 | 1 | 1 | 1 | 1 | 1 | 1 | 1 | 1 | 1 | 1 | 1 | 1
|  |  |  | CONTROL MODULE |  | CLMD | FUNCT03F | SMGM-CLMD | 1 | 1 | 1 | 1 | 1 | 1 | 1 | 1 | 1 | 1 | 1 | 1 | 1 | 1 | 1 | 1 | 1 | 1 | 1 | 1 | 1 | 1 | 1 | 1 | 1 | 1 | 1 | 1 | 1 | 1 | 1 | 1 | 1 | 1 | 1 | 1 | 1 | 1 | 1 | 1 | 1 | 1 | 1 | 1 | 1 | 1 | 1 | 1 | 1 | 1 | 1 | 1 | 1 | 1 | 1 | 1 | 1 | 1
|  | SPRINKLER SYSTEM |  |  |  | G
|  |  | AIR MAINTENANCE DEVICE |  |  | AMND | FUNCT03G | AMND | 1 | 1 | 1 | 1 | 1 | 1 | 1 | 1 | 1 | 1 | 1 | 1 | 1 | 1 | 1 | 1 | 1 | 1 | 1 | 1 | 1 | 1 | 1 | 1 | 1 | 1 | 1 | 1 | 1 | 1 | 1 | 1 | 1 | 1 | 1 | 1 | 1 | 1 | 1 | 1 | 1 | 1 | 1 | 1 | 1 | 1 | 1 | 1 | 1 | 1 | 1 | 1 | 1 | 1 | 1 | 1 | 1 | 1
|  |  | BACKFLOW PREVENTER |  |  | BFPV | FUNCT03G | BFPV | 1 | 1 | 1 | 1 | 1 | 1 | 1 | 1 | 1 | 1 | 1 | 1 | 1 | 1 | 1 | 1 | 1 | 1 | 1 | 1 | 1 | 1 | 1 | 1 | 1 | 1 | 1 | 1 | 1 | 1 | 1 | 1 | 1 | 1 | 1 | 1 | 1 | 1 | 1 | 1 | 1 | 1 | 1 | 1 | 1 | 1 | 1 | 1 | 1 | 1 | 1 | 1 | 1 | 1 | 1 | 1 | 1 | 1
|  |  |  | VALVE |  | VLV | FUNCT03G | BFPV-VLV | 1 | 1 | 1 | 1 | 1 | 1 | 1 | 1 | 1 | 1 | 1 | 1 | 1 | 1 | 1 | 1 | 1 | 1 | 1 | 1 | 1 | 1 | 1 | 1 | 1 | 1 | 1 | 1 | 1 | 1 | 1 | 1 | 1 | 1 | 1 | 1 | 1 | 1 | 1 | 1 | 1 | 1 | 1 | 1 | 1 | 1 | 1 | 1 | 1 | 1 | 1 | 1 | 1 | 1 | 1 | 1 | 1 | 1
|  |  |  | SWITCH |  | SWCH | FUNCT03G | BFPV-SWCH | 1 | 1 | 1 | 1 | 1 | 1 | 1 | 1 | 1 | 1 | 1 | 1 | 1 | 1 | 1 | 1 | 1 | 1 | 1 | 1 | 1 | 1 | 1 | 1 | 1 | 1 | 1 | 1 | 1 | 1 | 1 | 1 | 1 | 1 | 1 | 1 | 1 | 1 | 1 | 1 | 1 | 1 | 1 | 1 | 1 | 1 | 1 | 1 | 1 | 1 | 1 | 1 | 1 | 1 | 1 | 1 | 1 | 1
|  |  | CONTROL PANEL |  |  | CLPL | FUNCT03G | CLPL | 1 | 1 | 1 | 1 | 1 | 1 | 1 | 1 | 1 | 1 | 1 | 1 | 1 | 1 | 1 | 1 | 1 | 1 | 1 | 1 | 1 | 1 | 1 | 1 | 1 | 1 | 1 | 1 | 1 | 1 | 1 | 1 | 1 | 1 | 1 | 1 | 1 | 1 | 1 | 1 | 1 | 1 | 1 | 1 | 1 | 1 | 1 | 1 | 1 | 1 | 1 | 1 | 1 | 1 | 1 | 1 | 1 | 1
|  |  | SPRINKLER AIR COMPRESSOR |  |  | COMP | FUNCT03G | COMP | 1 | 1 | 1 | 1 | 1 | 1 | 1 | 1 | 1 | 1 | 1 | 1 | 1 | 1 | 1 | 1 | 1 | 1 | 1 | 1 | 1 | 1 | 1 | 1 | 1 | 1 | 1 | 1 | 1 | 1 | 1 | 1 | 1 | 1 | 1 | 1 | 1 | 1 | 1 | 1 | 1 | 1 | 1 | 1 | 1 | 1 | 1 | 1 | 1 | 1 | 1 | 1 | 1 | 1 | 1 | 1 | 1 | 1
|  |  |  | AIR RECEIVER |  | AIRR | FUNCT03G | COMP-AIRR | 1 | 1 | 1 | 1 | 1 | 1 | 1 | 1 | 1 | 1 | 1 | 1 | 1 | 1 | 1 | 1 | 1 | 1 | 1 | 1 | 1 | 1 | 1 | 1 | 1 | 1 | 1 | 1 | 1 | 1 | 1 | 1 | 1 | 1 | 1 | 1 | 1 | 1 | 1 | 1 | 1 | 1 | 1 | 1 | 1 | 1 | 1 | 1 | 1 | 1 | 1 | 1 | 1 | 1 | 1 | 1 | 1 | 1
|  |  | DRUM DRIP |  |  | DRDP | FUNCT03G | DRDP | 1 | 1 | 1 | 1 | 1 | 1 | 1 | 1 | 1 | 1 | 1 | 1 | 1 | 1 | 1 | 1 | 1 | 1 | 1 | 1 | 1 | 1 | 1 | 1 | 1 | 1 | 1 | 1 | 1 | 1 | 1 | 1 | 1 | 1 | 1 | 1 | 1 | 1 | 1 | 1 | 1 | 1 | 1 | 1 | 1 | 1 | 1 | 1 | 1 | 1 | 1 | 1 | 1 | 1 | 1 | 1 | 1 | 1
[5 empty] | DRUM DRIP HEATER | DDH | FUNCT03G | DRDP.DDH
|  |  | DRY SPRINKLER AIR COMPRESSOR |  |  | DSAC | FUNCT03G | DSAC | 1 | 1 | 1 | 1 | 1 | 1 | 1 | 1 | 1 | 1 | 1 | 1 | 1 | 1 | 1 | 1 | 1 | 1 | 1 | 1 | 1 | 1 | 1 | 1 | 1 | 1 | 1 | 1 | 1 | 1 | 1 | 1 | 1 | 1 | 1 | 1 | 1 | 1 | 1 | 1 | 1 | 1 | 1 | 1 | 1 | 1 | 1 | 1 | 1 | 1 | 1 | 1 | 1 | 1 | 1 | 1 | 1 | 1
|  |  | FIRE DEPARTMENT CONNECTION |  |  | FDC | FUNCT03G | FDC | 1 | 1 | 1 | 1 | 1 | 1 | 1 | 1 | 1 | 1 | 1 | 1 | 1 | 1 | 1 | 1 | 1 | 1 | 1 | 1 | 1 | 1 | 1 | 1 | 1 | 1 | 1 | 1 | 1 | 1 | 1 | 1 | 1 | 1 | 1 | 1 | 1 | 1 | 1 | 1 | 1 | 1 | 1 | 1 | 1 | 1 | 1 | 1 | 1 | 1 | 1 | 1 | 1 | 1 | 1 | 1 | 1 | 1
|  |  | SPRINKLER HEADS |  |  | HEAD | FUNCT03G | HEAD | 1 | 1 | 1 | 1 | 1 | 1 | 1 | 1 | 1 | 1 | 1 | 1 | 1 | 1 | 1 | 1 | 1 | 1 | 1 | 1 | 1 | 1 | 1 | 1 | 1 | 1 | 1 | 1 | 1 | 1 | 1 | 1 | 1 | 1 | 1 | 1 | 1 | 1 | 1 | 1 | 1 | 1 | 1 | 1 | 1 | 1 | 1 | 1 | 1 | 1 | 1 | 1 | 1 | 1 | 1 | 1 | 1 | 1
|  |  | HEAT TRACE |  |  | HTTC | FUNCT03G | HTTC | 1 | 1 | 1 | 1 | 1 | 1 | 1 | 1 | 1 | 1 | 1 | 1 | 1 | 1 | 1 | 1 | 1 | 1 | 1 | 1 | 1 | 1 | 1 | 1 | 1 | 1 | 1 | 1 | 1 | 1 | 1 | 1 | 1 | 1 | 1 | 1 | 1 | 1 | 1 | 1 | 1 | 1 | 1 | 1 | 1 | 1 | 1 | 1 | 1 | 1 | 1 | 1 | 1 | 1 | 1 | 1 | 1 | 1
|  |  | INSPECTORS TEST CONNECTIONS |  |  | ITCN | FUNCT03G | ITCN | 1 | 1 | 1 | 1 | 1 | 1 | 1 | 1 | 1 | 1 | 1 | 1 | 1 | 1 | 1 | 1 | 1 | 1 | 1 | 1 | 1 | 1 | 1 | 1 | 1 | 1 | 1 | 1 | 1 | 1 | 1 | 1 | 1 | 1 | 1 | 1 | 1 | 1 | 1 | 1 | 1 | 1 | 1 | 1 | 1 | 1 | 1 | 1 | 1 | 1 | 1 | 1 | 1 | 1 | 1 | 1 | 1 | 1
[5 empty] | SIGN | SIGN | FUNCT03G | ITCN.SIGN
|  |  |  | SIGN |  | SIGN | FUNCT03G | ITCN-SIGN | 1 | 1 | 1 | 1 | 1 | 1 | 1 | 1 | 1 | 1 | 1 | 1 | 1 | 1 | 1 | 1 | 1 | 1 | 1 | 1 | 1 | 1 | 1 | 1 | 1 | 1 | 1 | 1 | 1 | 1 | 1 | 1 | 1 | 1 | 1 | 1 | 1 | 1 | 1 | 1 | 1 | 1 | 1 | 1 | 1 | 1 | 1 | 1 | 1 | 1 | 1 | 1 | 1 | 1 | 1 | 1 | 1 | 1
|  |  | MAIN DRAINS |  |  | MDRN | FUNCT03G | MDRN | 1 | 1 | 1 | 1 | 1 | 1 | 1 | 1 | 1 | 1 | 1 | 1 | 1 | 1 | 1 | 1 | 1 | 1 | 1 | 1 | 1 | 1 | 1 | 1 | 1 | 1 | 1 | 1 | 1 | 1 | 1 | 1 | 1 | 1 | 1 | 1 | 1 | 1 | 1 | 1 | 1 | 1 | 1 | 1 | 1 | 1 | 1 | 1 | 1 | 1 | 1 | 1 | 1 | 1 | 1 | 1 | 1 | 1
[5 empty] | CAP | CAP | FUNCT03G | MDRN.CAP
[5 empty] | SIGN | SIGN | FUNCT03G | MDRN.SIGN
[5 empty] | GAUGES | GAUG | FUNCT03G | MDRN.GAUG
|  |  |  | CAP |  | CAP | FUNCT03G | MDRN-CAP | 1 | 1 | 1 | 1 | 1 | 1 | 1 | 1 | 1 | 1 | 1 | 1 | 1 | 1 | 1 | 1 | 1 | 1 | 1 | 1 | 1 | 1 | 1 | 1 | 1 | 1 | 1 | 1 | 1 | 1 | 1 | 1 | 1 | 1 | 1 | 1 | 1 | 1 | 1 | 1 | 1 | 1 | 1 | 1 | 1 | 1 | 1 | 1 | 1 | 1 | 1 | 1 | 1 | 1 | 1 | 1 | 1 | 1
|  |  |  | SIGN |  | SIGN | FUNCT03G | MDRN-SIGN | 1 | 1 | 1 | 1 | 1 | 1 | 1 | 1 | 1 | 1 | 1 | 1 | 1 | 1 | 1 | 1 | 1 | 1 | 1 | 1 | 1 | 1 | 1 | 1 | 1 | 1 | 1 | 1 | 1 | 1 | 1 | 1 | 1 | 1 | 1 | 1 | 1 | 1 | 1 | 1 | 1 | 1 | 1 | 1 | 1 | 1 | 1 | 1 | 1 | 1 | 1 | 1 | 1 | 1 | 1 | 1 | 1 | 1
|  |  |  | GAUGES |  | GAUG | FUNCT03G | MDRN-GAUG | 1 | 1 | 1 | 1 | 1 | 1 | 1 | 1 | 1 | 1 | 1 | 1 | 1 | 1 | 1 | 1 | 1 | 1 | 1 | 1 | 1 | 1 | 1 | 1 | 1 | 1 | 1 | 1 | 1 | 1 | 1 | 1 | 1 | 1 | 1 | 1 | 1 | 1 | 1 | 1 | 1 | 1 | 1 | 1 | 1 | 1 | 1 | 1 | 1 | 1 | 1 | 1 | 1 | 1 | 1 | 1 | 1 | 1
|  |  | PREACTION DETECTORS |  |  | PADT | FUNCT03G | PADT | 1 | 1 | 1 | 1 | 1 | 1 | 1 | 1 | 1 | 1 | 1 | 1 | 1 | 1 | 1 | 1 | 1 | 1 | 1 | 1 | 1 | 1 | 1 | 1 | 1 | 1 | 1 | 1 | 1 | 1 | 1 | 1 | 1 | 1 | 1 | 1 | 1 | 1 | 1 | 1 | 1 | 1 | 1 | 1 | 1 | 1 | 1 | 1 | 1 | 1 | 1 | 1 | 1 | 1 | 1 | 1 | 1 | 1
[5 empty] | SIGN | SIGN | FUNCT03G | PADT.SIGN
[5 empty] | SWITCH | SWCH | FUNCT03G | PADT.SWCH
|  |  |  | SIGN |  | SIGN | FUNCT03G | PADT-SIGN | 1 | 1 | 1 | 1 | 1 | 1 | 1 | 1 | 1 | 1 | 1 | 1 | 1 | 1 | 1 | 1 | 1 | 1 | 1 | 1 | 1 | 1 | 1 | 1 | 1 | 1 | 1 | 1 | 1 | 1 | 1 | 1 | 1 | 1 | 1 | 1 | 1 | 1 | 1 | 1 | 1 | 1 | 1 | 1 | 1 | 1 | 1 | 1 | 1 | 1 | 1 | 1 | 1 | 1 | 1 | 1 | 1 | 1
|  |  |  | SWITCH |  | SWCH | FUNCT03G | PADT-SWCH | 1 | 1 | 1 | 1 | 1 | 1 | 1 | 1 | 1 | 1 | 1 | 1 | 1 | 1 | 1 | 1 | 1 | 1 | 1 | 1 | 1 | 1 | 1 | 1 | 1 | 1 | 1 | 1 | 1 | 1 | 1 | 1 | 1 | 1 | 1 | 1 | 1 | 1 | 1 | 1 | 1 | 1 | 1 | 1 | 1 | 1 | 1 | 1 | 1 | 1 | 1 | 1 | 1 | 1 | 1 | 1 | 1 | 1
|  |  | POWER SUPPLY |  |  | PWSP | FUNCT03G | PWSP | 1 | 1 | 1 | 1 | 1 | 1 | 1 | 1 | 1 | 1 | 1 | 1 | 1 | 1 | 1 | 1 | 1 | 1 | 1 | 1 | 1 | 1 | 1 | 1 | 1 | 1 | 1 | 1 | 1 | 1 | 1 | 1 | 1 | 1 | 1 | 1 | 1 | 1 | 1 | 1 | 1 | 1 | 1 | 1 | 1 | 1 | 1 | 1 | 1 | 1 | 1 | 1 | 1 | 1 | 1 | 1 | 1 | 1
|  |  | SWITCH |  |  | SWCH | FUNCT03G | SWCH | 1 | 1 | 1 | 1 | 1 | 1 | 1 | 1 | 1 | 1 | 1 | 1 | 1 | 1 | 1 | 1 | 1 | 1 | 1 | 1 | 1 | 1 | 1 | 1 | 1 | 1 | 1 | 1 | 1 | 1 | 1 | 1 | 1 | 1 | 1 | 1 | 1 | 1 | 1 | 1 | 1 | 1 | 1 | 1 | 1 | 1 | 1 | 1 | 1 | 1 | 1 | 1 | 1 | 1 | 1 | 1 | 1 | 1
|  |  | VALVE |  |  | VLV | FUNCT03G | VLV | 1 | 1 | 1 | 1 | 1 | 1 | 1 | 1 | 1 | 1 | 1 | 1 | 1 | 1 | 1 | 1 | 1 | 1 | 1 | 1 | 1 | 1 | 1 | 1 | 1 | 1 | 1 | 1 | 1 | 1 | 1 | 1 | 1 | 1 | 1 | 1 | 1 | 1 | 1 | 1 | 1 | 1 | 1 | 1 | 1 | 1 | 1 | 1 | 1 | 1 | 1 | 1 | 1 | 1 | 1 | 1 | 1 | 1
[5 empty] | SPRINKLERS PER CONTROL VALVE | SPCV | FUNCT03G | VLV.SPCV
[5 empty] | SWITCH | SWCH | FUNCT03G | VLV.SWCH
|  |  |  | SPRINKLERS PER CONTROL VALVE |  | SPCV | FUNCT03G | VLV-SPCV | 1 | 1 | 1 | 1 | 1 | 1 | 1 | 1 | 1 | 1 | 1 | 1 | 1 | 1 | 1 | 1 | 1 | 1 | 1 | 1 | 1 | 1 | 1 | 1 | 1 | 1 | 1 | 1 | 1 | 1 | 1 | 1 | 1 | 1 | 1 | 1 | 1 | 1 | 1 | 1 | 1 | 1 | 1 | 1 | 1 | 1 | 1 | 1 | 1 | 1 | 1 | 1 | 1 | 1 | 1 | 1 | 1 | 1
|  |  |  | ACCELERATOR |  | ACCEL | FUNCT03G | VLV-ACCEL | 1 | 1 | 1 | 1 | 1 | 1 | 1 | 1 | 1 | 1 | 1 | 1 | 1 | 1 | 1 | 1 | 1 | 1 | 1 | 1 | 1 | 1 | 1 | 1 | 1 | 1 | 1 | 1 | 1 | 1 | 1 | 1 | 1 | 1 | 1 | 1 | 1 | 1 | 1 | 1 | 1 | 1 | 1 | 1 | 1 | 1 | 1 | 1 | 1 | 1 | 1 | 1 | 1 | 1 | 1 | 1 | 1 | 1
|  |  |  | SWITCH |  | SWCH | FUNCT03G | VLV-SWCH | 1 | 1 | 1 | 1 | 1 | 1 | 1 | 1 | 1 | 1 | 1 | 1 | 1 | 1 | 1 | 1 | 1 | 1 | 1 | 1 | 1 | 1 | 1 | 1 | 1 | 1 | 1 | 1 | 1 | 1 | 1 | 1 | 1 | 1 | 1 | 1 | 1 | 1 | 1 | 1 | 1 | 1 | 1 | 1 | 1 | 1 | 1 | 1 | 1 | 1 | 1 | 1 | 1 | 1 | 1 | 1 | 1 | 1
|  |  |  | RETARD CHAMBER |  | RTRD | FUNCT03G | VLV-RTRD | 1 | 1 | 1 | 1 | 1 | 1 | 1 | 1 | 1 | 1 | 1 | 1 | 1 | 1 | 1 | 1 | 1 | 1 | 1 | 1 | 1 | 1 | 1 | 1 | 1 | 1 | 1 | 1 | 1 | 1 | 1 | 1 | 1 | 1 | 1 | 1 | 1 | 1 | 1 | 1 | 1 | 1 | 1 | 1 | 1 | 1 | 1 | 1 | 1 | 1 | 1 | 1 | 1 | 1 | 1 | 1 | 1 | 1
|  | COMMUNICATION EQUIPMENT |  |  |  | H
|  |  | AUXILIARY RADIO COMMUNICATION SYSTEM (ARCS) |  |  | ARCS | FUNCT03H | ARCS | 1 | 1 | 1 | 1 | 1 | 1 | 1 | 1 | 1 | 1 | 1 | 1 | 1 | 1 | 1 | 1 | 1 | 1 | 1 | 1 | 1 | 1 | 1 | 1 | 1 | 1 | 1 | 1 | 1 | 1 | 1 | 1 | 1 | 1 | 1 | 1 | 1 | 1 | 1 | 1 | 1 | 1 | 1 | 1 | 1 | 1 | 1 | 1 | 1 | 1 | 1 | 1 | 1 | 1 | 1 | 1 | 1 | 1
|  |  |  | DEDICATED RADIO CONSOLE |  | DRC | FUNCT03H | ARCS-DRC | 1 | 1 | 1 | 1 | 1 | 1 | 1 | 1 | 1 | 1 | 1 | 1 | 1 | 1 | 1 | 1 | 1 | 1 | 1 | 1 | 1 | 1 | 1 | 1 | 1 | 1 | 1 | 1 | 1 | 1 | 1 | 1 | 1 | 1 | 1 | 1 | 1 | 1 | 1 | 1 | 1 | 1 | 1 | 1 | 1 | 1 | 1 | 1 | 1 | 1 | 1 | 1 | 1 | 1 | 1 | 1 | 1 | 1
|  |  |  | RADIO AMPLICATION UNIT |  | RAU | FUNCT03H | ARCS-RAU | 1 | 1 | 1 | 1 | 1 | 1 | 1 | 1 | 1 | 1 | 1 | 1 | 1 | 1 | 1 | 1 | 1 | 1 | 1 | 1 | 1 | 1 | 1 | 1 | 1 | 1 | 1 | 1 | 1 | 1 | 1 | 1 | 1 | 1 | 1 | 1 | 1 | 1 | 1 | 1 | 1 | 1 | 1 | 1 | 1 | 1 | 1 | 1 | 1 | 1 | 1 | 1 | 1 | 1 | 1 | 1 | 1 | 1
|  |  |  | RADIATING CABLES |  | RCBL | FUNCT03H | ARCS-RCBL | 1 | 1 | 1 | 1 | 1 | 1 | 1 | 1 | 1 | 1 | 1 | 1 | 1 | 1 | 1 | 1 | 1 | 1 | 1 | 1 | 1 | 1 | 1 | 1 | 1 | 1 | 1 | 1 | 1 | 1 | 1 | 1 | 1 | 1 | 1 | 1 | 1 | 1 | 1 | 1 | 1 | 1 | 1 | 1 | 1 | 1 | 1 | 1 | 1 | 1 | 1 | 1 | 1 | 1 | 1 | 1 | 1 | 1
|  |  |  | ANTENNA |  | ANTA | FUNCT03H | ARCS-ANTA | 1 | 1 | 1 | 1 | 1 | 1 | 1 | 1 | 1 | 1 | 1 | 1 | 1 | 1 | 1 | 1 | 1 | 1 | 1 | 1 | 1 | 1 | 1 | 1 | 1 | 1 | 1 | 1 | 1 | 1 | 1 | 1 | 1 | 1 | 1 | 1 | 1 | 1 | 1 | 1 | 1 | 1 | 1 | 1 | 1 | 1 | 1 | 1 | 1 | 1 | 1 | 1 | 1 | 1 | 1 | 1 | 1 | 1
|  |  |  | POWER SUPPLY |  | PWSP | FUNCT03H | ARCS-PWSP | 1 | 1 | 1 | 1 | 1 | 1 | 1 | 1 | 1 | 1 | 1 | 1 | 1 | 1 | 1 | 1 | 1 | 1 | 1 | 1 | 1 | 1 | 1 | 1 | 1 | 1 | 1 | 1 | 1 | 1 | 1 | 1 | 1 | 1 | 1 | 1 | 1 | 1 | 1 | 1 | 1 | 1 | 1 | 1 | 1 | 1 | 1 | 1 | 1 | 1 | 1 | 1 | 1 | 1 | 1 | 1 | 1 | 1
|  |  | EMERGENCY DISTRESS FIXTURE |  |  | EDSF | FUNCT03H | EDSF | 1 | 1 | 1 | 1 | 1 | 1 | 1 | 1 | 1 | 1 | 1 | 1 | 1 | 1 | 1 | 1 | 1 | 1 | 1 | 1 | 1 | 1 | 1 | 1 | 1 | 1 | 1 | 1 | 1 | 1 | 1 | 1 | 1 | 1 | 1 | 1 | 1 | 1 | 1 | 1 | 1 | 1 | 1 | 1 | 1 | 1 | 1 | 1 | 1 | 1 | 1 | 1 | 1 | 1 | 1 | 1 | 1 | 1
|  |  | EMERGENCY TELEPHONE |  |  | ETEL | FUNCT03H | ETEL | 1 | 1 | 1 | 1 | 1 | 1 | 1 | 1 | 1 | 1 | 1 | 1 | 1 | 1 | 1 | 1 | 1 | 1 | 1 | 1 | 1 | 1 | 1 | 1 | 1 | 1 | 1 | 1 | 1 | 1 | 1 | 1 | 1 | 1 | 1 | 1 | 1 | 1 | 1 | 1 | 1 | 1 | 1 | 1 | 1 | 1 | 1 | 1 | 1 | 1 | 1 | 1 | 1 | 1 | 1 | 1 | 1 | 1
|  |  | WARDEN/ FIRE DEPT TELEPHONE STATION |  |  | FDTS | FUNCT03H | FDTS | 1 | 1 | 1 | 1 | 1 | 1 | 1 | 1 | 1 | 1 | 1 | 1 | 1 | 1 | 1 | 1 | 1 | 1 | 1 | 1 | 1 | 1 | 1 | 1 | 1 | 1 | 1 | 1 | 1 | 1 | 1 | 1 | 1 | 1 | 1 | 1 | 1 | 1 | 1 | 1 | 1 | 1 | 1 | 1 | 1 | 1 | 1 | 1 | 1 | 1 | 1 | 1 | 1 | 1 | 1 | 1 | 1 | 1

## Existing Classifications
CLASSIFICATION | ATTRIBUTE NAME | ATTRIBUTE ID | UNIT OF MEASURE | DATA TYPE | DOMAIN ID | Domain Values
ABORT STATION
ACCELERATOR | DRAWING NUMBER | ACCELERATOR_02 | N/A | ALN
ACCELERATOR | TYPE | ACCELERATOR_01 | N/A | ALN | _ACCRTYPE | ELECTRONIC ; MECHANICAL
AIR MAINTENANCE DEVICE | DRAWING NUMBER | AIR_MAINT_DEVICE_02 | N/A | ALN
AIR MAINTENANCE DEVICE | VOLTAGE | AIR_MAINT_DEVICE_01 | V | NUM
ALARM | AUDIBLE ALARM TYPE | ALARM_01 | N/A | ALN | _AUDEALAMTYPE | BELL ; HORN
ALARM | DRAWING NUMBER | ALARM_03 | N/A | ALN
ALARM | MOUNT HARDWARE TYPE | ALARM_04 | N/A | ALN
ALARM | OUTDOOR RATED | ALARM_05 | N/A | ALN | _YESNO | NO ; YES
ALARM | RATING | ALARM_06 | N/A | ALN
ALARM | VISUAL ALARM TYPE | ALARM_02 | N/A | ALN | _VISLALAMTYPE | ROTATING ; STROBE
ANTENNA | APERTURE TYPE | ANTENNA_11 | N/A | ALN | _APEETYPE | DIELECTRIC ; HORN ; LENS ; PARABOLIC ; SLOT
ANTENNA | ARRAY | ANTENNA_08 | N/A | ALN | _ARRAY | BATWING ; COLLINEAR ; CURTAIN ; HALF-SQAURE ; LOG-PERIODIC DIPOLE ; MICROSTRIP ; PHASED ; REFLECTIVE ; YAGI-UDI
ANTENNA | BANDWIDTH | ANTENNA_04 | HZ | NUM
ANTENNA | CONICLE TYPE | ANTENNA_10 | N/A | ALN | _CONETYPE | BICONICAL ; BUTTERFLY ; DISCONE
ANTENNA | CURRENT | ANTENNA_01 | AMP | ALN
ANTENNA | DIPOLE TYPE | ANTENNA_06 | N/A | ALN | _DIPETYPE | CORNER REFLECTOR ; PATCH ; TURNSTILE
ANTENNA | DRAWING NUMBER | ANTENNA_20 | N/A | ALN
ANTENNA | FACLEVEL | ANTENNA_15 | N/A | NUM | _TRALTIMERATG | 1 ; 2 ; 3 ; 4 ; 5
ANTENNA | LOOP TYPE | ANTENNA_09 | N/A | ALN | _LOOPANTATYPE | FERRITE ; HALO ; LARGE ; QUAD ; SMALL
ANTENNA | LOWER FREQUENCY | ANTENNA_16 | N/A | NUM
ANTENNA | LOWER FREQUENCY UNIT | ANTENNA_17 | N/A | ALN | _FREYUOM | GHZ ; HZ ; KHZ ; MHZ
ANTENNA | MONOPOLE TYPE | ANTENNA_07 | N/A | ALN | _MONOTYPE | FOLDED UNIPOLE ; GROUND PLANE ; INVERTED F ; MAST RADIATOR ; RUBBER DUCKY ; T AND INVERTED L ; UMBRELLA ; WHIP
ANTENNA | MOUNTING TYPE | ANTENNA_13 | N/A | ALN | _ANTMOUGTYPE | CEILING ; POLE ; WALL
ANTENNA | PHASE | ANTENNA_03 | N/A | ALN | _PHASE | 1 ; 1/3 ; 3
ANTENNA | RADIO FREQUENCY | ANTENNA_21 | N/A | ALN | _RADIOFREQ | 800 ; MULTIBAND ; N/A ; SHARED ; UHF ; VHF
ANTENNA | SIZE | ANTENNA_14 | IN | ALN
ANTENNA | TESTING | ANTENNA_22 | N/A | ALN | _YESNO | NO ; YES
ANTENNA | TRANSMITTING CHANNEL | ANTENNA_05 | N/A | ALN
ANTENNA | TRAVELING WAVE TYPE | ANTENNA_12 | N/A | ALN | _TRAGWAVETYPE | BEVERAGE ; HELICAL ; LEAKY WAVE ; RHOMBIC
ANTENNA | UPPER FREQUENCY | ANTENNA_18 | N/A | NUM
ANTENNA | UPPER FREQUENCY UNIT | ANTENNA_19 | N/A | ALN | _FREYUOM | GHZ ; HZ ; KHZ ; MHZ
ANTENNA | VOLTAGE | ANTENNA_02 | V | ALN
AUTO DIALER
BACKFLOW PREVENTER | APPLICATION | BACKFLOW_PREV_01 | N/A | ALN | _APPLICATION | BACKPRESSURE ; BACKSIPHONAGE ; CONTINUOUS PRESSURE ; HIGH HAZARD ; LOW HAZARD
BACKFLOW PREVENTER | DIAMETER | BACKFLOW_PREV_07 | IN | NUM
BACKFLOW PREVENTER | DRAWING NUMBER | BACKFLOW_PREV_06 | N/A | ALN
BACKFLOW PREVENTER | INLET DIAMETER | BACKFLOW_PREV_08 | IN | NUM
BACKFLOW PREVENTER | MATERIAL TYPE | BACKFLOW_PREV_09 | N/A | ALN
BACKFLOW PREVENTER | OUTLET DIAMETER | BACKFLOW_PREV_10 | IN | NUM
BACKFLOW PREVENTER | PRESSURE | BACKFLOW_PREV_02 | PSI | NUM
BACKFLOW PREVENTER | SIZE | BACKFLOW_PREV_03 | IN | ALN
BACKFLOW PREVENTER | TEMPERATURE | BACKFLOW_PREV_04 | F | NUM
BACKFLOW PREVENTER | TYPE | BACKFLOW_PREV_05 | N/A | ALN | _BACWPRERTYPE | ATMOSPHERIC VACUUM BREAKER (AVB) ; DOUBLE CHECK DETECTOR ASSEMBLY (DCDA) ; DOUBLE CHECK VALVE ASSEMBLY (DC) ; DUAL CHECK VALVE ; DUAL CHECK VALVE WITH ATMOSPHERIC PORT ; PRESSURE VACUUM BREAKER (PVB) ; REDUCED PRESSURE PRINCIPLE ASSEMBLY (RP) ; REDUCED PRESSURE PRINCIPLE DET ASSEMBLY (RPDA) ; SPLIT RESISTANT VACUUM BREAKER (SVB)
BATTERY | AMP HOUR | BATTERY_01 | AH | NUM
BATTERY | APPLICATION | BATTERY_02 | N/A | ALN
BATTERY | CABINET TYPE | BATTERY_24 | N/A | ALN
BATTERY | CAPACITY | BATTERY_03 | AH | ALN
BATTERY | CELL | BATTERY_04 | N/A | ALN | _CELL | PRIMARY ; SECONDARY
BATTERY | COLOR | BATTERY_05 | N/A | ALN
BATTERY | CURRENT | BATTERY_06 | N/A | ALN | _CURTTYPE | AC ; DC
BATTERY | DRAWING NUMBER | BATTERY_23 | N/A | ALN
BATTERY | FACLEVEL | BATTERY_22 | N/A | NUM | _TRALTIMERATG | 1 ; 2 ; 3 ; 4 ; 5
BATTERY | HEIGHT | BATTERY_07 | IN | NUM
BATTERY | LENGTH | BATTERY_08 | IN | NUM
BATTERY | MATERIAL | BATTERY_09 | N/A | ALN
BATTERY | NUMBER OF BATTERIES | BATTERY_10 | N/A | NUM | _COUNT | 0 ; 1 ; 10 ; 11 ; 12 ; 13 ; 14 ; 15 ; 16 ; 17 ; 18 ; 19 ; 2 ; 20 ; 3 ; 4 ; 5 ; 6 ; 7 ; 8 ; 9
BATTERY | POWER | BATTERY_11 | N/A | NUM
BATTERY | RACK ELEVATION | BATTERY_26 | N/A | ALN
BATTERY | RADIO FREQUENCY | BATTERY_28 | N/A | ALN | _RADIOFREQ | 800 ; MULTIBAND ; N/A ; SHARED ; UHF ; VHF
BATTERY | ROOM TYPE | BATTERY_25 | N/A | ALN
BATTERY | SHELF LIFE | BATTERY_12 | MO | NUM
BATTERY | STANDARD | BATTERY_13 | N/A | ALN
BATTERY | TEMPERATURE RATING | BATTERY_14 | N/A | ALN
BATTERY | TERMINAL SIZE | BATTERY_15 | IN | NUM
BATTERY | TERMINAL TYPE | BATTERY_16 | IN | ALN
BATTERY | TESTING | BATTERY_29 | N/A | ALN | _YESNO | NO ; YES
BATTERY | TYPE | BATTERY_27 | N/A | ALN
BATTERY | TYPE PRIMARY | BATTERY_17 | N/A | ALN | _TYPEPRIY | ALKALINE BATTERY ; ALUMINIUM–AIR BATTERY ; LITHIUM AIR BATTERY ; LITHIUM BATTERY ; MAGNESIUM BATTERY ; MERCURY BATTERY ; MOLTEN SALT BATTERY ; NICKEL OXYHYDROXIDE BATTERY ; SILVER-OXIDE BATTERY ; SOLID-STATE BATTERY ; ZINC CHLORIDE BATTERY ; ZINC–AIR BATTERY ; ZINC–CARBON BATTERY
BATTERY | TYPE SECONDARY | BATTERY_18 | N/A | ALN | _BATYTYPESECY | GLASS BATTERY ; LEAD–ACID BATTERY ; LITHIUM-ION BATTERY ; MAGNESIUM-ION BATTERY ; METAL–AIR ELECTROCHEMICAL CELLS ; MOLTEN SALT BATTERY ; NICKEL HYDROGEN BATTERY ; NICKEL METAL HYDRIDE BATTERY ; NICKEL–CADMIUM BATTERY ; NICKEL–IRON BATTERY ; NICKEL–ZINC BATTERY ; RECHARGEABLE ALKALINE BATTERY ; RECHARGEABLE FUEL BATTERY ; SILICON AIR BATTERY ; SILVER CALCIUM BATTERY ; SILVER-CADMIUM BATTERY ; SILVER-ZINC BATTERY ; SODIUM-ION BATTERY ; SODIUM–SULFUR BATTERY ; SOLID-STATE BATTERY [7] ; SUPER IRON BATTERY ; ULTRABATTERY ; ZINC ION BATTERY
BATTERY | VOLTAGE | BATTERY_19 | V | ALN
BATTERY | WEIGHT | BATTERY_20 | LB | NUM
BATTERY | WIDTH | BATTERY_21 | IN | NUM
CABINET | DRAWING NUMBER | CABINET_04 | N/A | ALN
CABINET | HEIGHT | CABINET_03 | IN | NUM
CABINET | LENGTH | CABINET_01 | IN | NUM
CABINET | MATERIAL TYPE | CABINET_05 | N/A | ALN
CABINET | WIDTH | CABINET_02 | IN | NUM
CAP
CHARGER | AMPERAGE | CHARGER_02 | AMP | ALN
CHARGER | CABINET TYPE | CHARGER_06 | N/A | ALN
CHARGER | DRAWING NUMBER | CHARGER_05 | N/A | ALN
CHARGER | FUSE SIZE | CHARGER_16 | N/A | NUM
CHARGER | INPUT VOLTAGE | CHARGER_01 | V | ALN
CHARGER | ORG UNIT DESCRIPTION | CHARGER_13 | N/A | ALN
CHARGER | ORG UNIT NUMBER | CHARGER_12 | N/A | ALN
CHARGER | OUTPUT VOLTAGE | CHARGER_03 | V | ALN
CHARGER | PHASE | CHARGER_17 | N/A | ALN | _PHASE | 1 ; 1/3 ; 3
CHARGER | RACK ELEVATION | CHARGER_08 | N/A | ALN
CHARGER | RADIO FREQUENCY | CHARGER_14 | N/A | ALN | _RADIOFREQ | 800 ; MULTIBAND ; N/A ; SHARED ; UHF ; VHF
CHARGER | ROOM TYPE | CHARGER_07 | N/A | ALN
CHARGER | TEMPERATURE RANGE | CHARGER_04 | F | ALN
CHARGER | TESTING | CHARGER_15 | N/A | ALN | _YESNO | NO ; YES
CHARGER | TYPE | CHARGER_09 | N/A | ALN
CHARGER | VEHICLE DESCRIPTION | CHARGER_11 | N/A | ALN
CHARGER | VEHICLE NUMBER | CHARGER_10 | N/A | ALN
CHARGER | VOLTAGE | CHARGER_18 | V | ALN
CIRCUIT BREAKER PANEL | AMPERAGE | CIRCUIT_BREAKER_PANEL_03 | AMP | NUM
CIRCUIT BREAKER PANEL | DRAWING NUMBER | CIRCUIT_BREAKER_PANEL_07 | N/A | ALN
CIRCUIT BREAKER PANEL | MAX BREAKER POLES | CIRCUIT_BREAKER_PANEL_06 | N/A | NUM
CIRCUIT BREAKER PANEL | PHASE | CIRCUIT_BREAKER_PANEL_04 | N/A | ALN | _PHASE | 1 ; 1/3 ; 3
CIRCUIT BREAKER PANEL | TYPE | CIRCUIT_BREAKER_PANEL_01 | N/A | ALN
CIRCUIT BREAKER PANEL | VOLTAGE | CIRCUIT_BREAKER_PANEL_02 | V | ALN
CIRCUIT BREAKER PANEL | WIRE | CIRCUIT_BREAKER_PANEL_05 | N/A | NUM
COMPRESSOR | AMPERAGE | COMPRESSOR_08 | AMP | ALN
COMPRESSOR | CAPACITY | COMPRESSOR_01 | GAL | ALN
COMPRESSOR | CFM | COMPRESSOR_04 | CF/M | NUM
COMPRESSOR | DRAWING NUMBER | COMPRESSOR_10 | N/A | ALN
COMPRESSOR | FREQUENCY | COMPRESSOR_05 | HZ | ALN
COMPRESSOR | HORSEPOWER | COMPRESSOR_07 | HP | NUM
COMPRESSOR | MOTOR SPEED | COMPRESSOR_09 | RPM | NUM
COMPRESSOR | PHASE | COMPRESSOR_06 | N/A | ALN | _PHASE | 1 ; 1/3 ; 3
COMPRESSOR | PRESSURE | COMPRESSOR_02 | PSI | NUM
COMPRESSOR | VOLTAGE | COMPRESSOR_03 | V | ALN
CONTROL PANEL | ADDRESSABLE | CONTROL_PANEL_10 | N/A | ALN | _YESNO | NO ; YES
CONTROL PANEL | AMP HOUR | CONTROL_PANEL_12 | AH | NUM
CONTROL PANEL | AMPERAGE | CONTROL_PANEL_02 | AMP | ALN
CONTROL PANEL | CABINET TYPE | CONTROL_PANEL_15 | N/A | ALN
CONTROL PANEL | CONTROL VOLTAGE | CONTROL_PANEL_11 | V | ALN
CONTROL PANEL | DRAWING NUMBER | CONTROL_PANEL_14 | N/A | ALN
CONTROL PANEL | ENCLOSURE TYPE | CONTROL_PANEL_08 | N/A | ALN
CONTROL PANEL | FACLEVEL | CONTROL_PANEL_13 | N/A | NUM | _TRALTIMERATG | 1 ; 2 ; 3 ; 4 ; 5
CONTROL PANEL | FREQUENCY | CONTROL_PANEL_04 | HZ | ALN
CONTROL PANEL | FULL LOAD AMPS (FLA) | CONTROL_PANEL_06 | AMP | NUM
CONTROL PANEL | INSTALLER NAME | CONTROL_PANEL_21 | N/A | ALN
CONTROL PANEL | MOUNT HARDWARE TYPE | CONTROL_PANEL_22 | N/A | ALN
CONTROL PANEL | OUTDOOR RATED | CONTROL_PANEL_23 | N/A | ALN | _YESNO | NO ; YES
CONTROL PANEL | PHASE | CONTROL_PANEL_05 | N/A | ALN | _PHASE | 1 ; 1/3 ; 3
CONTROL PANEL | POWER | CONTROL_PANEL_03 | W | NUM
CONTROL PANEL | RACK ELEVATION | CONTROL_PANEL_17 | N/A | ALN
CONTROL PANEL | RADIO FREQUENCY | CONTROL_PANEL_19 | N/A | ALN | _RADIOFREQ | 800 ; MULTIBAND ; N/A ; SHARED ; UHF ; VHF
CONTROL PANEL | RATING | CONTROL_PANEL_24 | N/A | ALN
CONTROL PANEL | ROOM TYPE | CONTROL_PANEL_16 | N/A | ALN
CONTROL PANEL | STATION | CONTROL_PANEL_09 | N/A | ALN | _STATION | AUXILIARY ; CENTRAL ; LOCAL ; REMOTE
CONTROL PANEL | TESTING | CONTROL_PANEL_20 | N/A | ALN | _YESNO | NO ; YES
CONTROL PANEL | TYPE | CONTROL_PANEL_18 | N/A | ALN
CONTROL PANEL | VOLTAGE | CONTROL_PANEL_01 | V | ALN
DAMPER | ACTUATOR TYPE | DAMPER_02 | N/A | ALN | _DAMRACTRTYPE | ELECTRIC ; PNEUMATIC
DAMPER | DIMENSION | DAMPER_04 | IN | ALN
DAMPER | DRAWING NUMBER | DAMPER_05 | N/A | ALN
DAMPER | FIRE DAMPER TYPE | DAMPER_01 | N/A | ALN | _FIREDAMRTYPE | DYNAMIC ; STATIC
DAMPER | FRAME SHAPE | DAMPER_03 | N/A | ALN | _FRAESHAE | RECTANGLE ; ROUND
DAMPER | MATERIAL TYPE | DAMPER_06 | N/A | ALN
DAMPER | RATING | DAMPER_07 | N/A | ALN
DAMPER | VOLTAGE | DAMPER_08 | V | NUM
DATA GATHERING PANEL
DOOR | ACCESS CONTROL | DOOR_19 | N/A | ALN | _YESNO | NO ; YES
DOOR | ACCESSIBLE | DOOR_20 | N/A | ALN | _YESNO | NO ; YES
DOOR | CLOSER | DOOR_15 | N/A | ALN | _DOORCLOR | CONCEALED ; DOOR MTD ; FRAME MTD ; NONE
DOOR | DOOR TYPE | DOOR_13 | N/A | ALN | _DOORTYPE | PAIR ; SINGLE
DOOR | DRAWING NUMBER | DOOR_21 | N/A | ALN
DOOR | FIRE DOOR TYPE | DOOR_12 | N/A | ALN | _FIREDOORTYPE | CONTAINTMENT ; EXIT
DOOR | FIRE RATING | DOOR_03 | HR | ALN
DOOR | GASKET BOTTOM | DOOR_17 | N/A | ALN
DOOR | GASKET SIDE | DOOR_18 | N/A | ALN
DOOR | HATCH DOOR MATERIAL | DOOR_07 | N/A | ALN
DOOR | HATCH DOOR SIZE | DOOR_08 | IN | ALN
DOOR | HATCH DOOR TYPE | DOOR_09 | N/A | ALN | _HATHDOORTYPE | FLOOR DOOR ; ROOF DOOR
DOOR | HEIGHT | DOOR_01 | IN | NUM
DOOR | HORSEPOWER | DOOR_23 | HP | NUM
DOOR | INSTALLER NAME | DOOR_24 | N/A | ALN
DOOR | MATERIAL | DOOR_04 | N/A | ALN | _DOORMATL | ALUMINUM ; FIBERGLASS ; METAL ; METAL FRAME AND PANELS ; METAL FRAME WITH GLASS PANELS ; METAL GRATE ; STEEL ; TEMPERED GLASS ; VINYL ; WOOD
DOOR | MOTION DETECTION | DOOR_05 | N/A | ALN | _YESNO | NO ; YES
DOOR | NUMBER OF PANELS | DOOR_10 | N/A | NUM
DOOR | OPERATING MECHANISM | DOOR_06 | N/A | ALN | _OPEGTYPE | AUTOMATIC ; MANUAL
DOOR | OPERATING TYPE | DOOR_11 | N/A | ALN | _DOOROPEGTYPE | COILING ; PANEL
DOOR | STRIKE | DOOR_16 | N/A | ALN | _DOORSTRE | ELECTROMAGNETIC ; FLUSH ; NONE ; OTHER ; SURFACE
DOOR | THICKNESS | DOOR_14 | IN | ALN
DOOR | TYPE | DOOR_22 | N/A | ALN
DOOR | WIDTH | DOOR_02 | IN | NUM
DOOR CLOSER
DOOR HOLD OPEN DEVICE
DRAIN | DIAMETER | DRAIN_01 | IN | ALN
DRAIN | DRAWING NUMBER | DRAIN_02 | N/A | ALN
DRUM DRIP | DIAMETER | DRUM_DRIP_02 | IN | ALN
DRUM DRIP | DRAWING NUMBER | DRUM_DRIP_03 | N/A | ALN
DRUM DRIP | ENCLOSED | DRUM_DRIP_01 | N/A | ALN | _YESNO | NO ; YES
EMERGENCY DETECTOR | ADDRESSABLE | EM_DETECTOR_04 | N/A | ALN | _YESNO | NO ; YES
EMERGENCY DETECTOR | AMPERAGE | EM_DETECTOR_07 | AMP | ALN
EMERGENCY DETECTOR | DRAWING NUMBER | EM_DETECTOR_06 | N/A | ALN
EMERGENCY DETECTOR | MOUNTING | EM_DETECTOR_02 | N/A | ALN | _EMEYDETRMOUG | CEILING ; DUCT ; PORTABLE ; WALL
EMERGENCY DETECTOR | POWER SOURCE | EM_DETECTOR_05 | N/A | ALN | _POWRSOURCE | BATTERY ; HARD WIRED ; POWER PLUG
EMERGENCY DETECTOR | SUPPLY VOLTAGE | EM_DETECTOR_03 | V | NUM
EMERGENCY DETECTOR | TYPE | EM_DETECTOR_01 | N/A | ALN | _EMEYDETRTYPE | CO ; COMBO SMOKE/HEAT ; DETECTOR ; DUCT ; FLAME ; GAS ; HEAT ; LEAK ; PREACTION ; SMOKE ; SMOKE HEAT
EMERGENCY DETECTOR | VOLTAGE | EM_DETECTOR_08 | V | ALN
EMERGENCY LIGHTING | AMPERAGE | EMERGENCY_LIGHTING_03 | AMP | NUM
EMERGENCY LIGHTING | DRAWING NUMBER | EMERGENCY_LIGHTING_02 | N/A | ALN
EMERGENCY LIGHTING | MOUNTING HEIGHT | EMERGENCY_LIGHTING_01 | FT | ALN
EMERGENCY LIGHTING | PHASE | EMERGENCY_LIGHTING_04 | N/A | ALN | _PHASE | 1 ; 1/3 ; 3
EMERGENCY LIGHTING | VOLTAGE | EMERGENCY_LIGHTING_05 | V | ALN
END POINT
FD CONNECTION | DRAWING NUMBER | FDCONNECTIONS_06 | N/A | ALN
FD CONNECTION | INLET SIZE | FDCONNECTIONS_02 | IN | NUM
FD CONNECTION | MATERIAL TYPE | FDCONNECTIONS_07 | N/A | ALN
FD CONNECTION | NUMBER OF INLETS | FDCONNECTIONS_04 | N/A | NUM
FD CONNECTION | OUTLET SIZE | FDCONNECTIONS_03 | IN | NUM
FD CONNECTION | TEST CONNECTION | FDCONNECTIONS_05 | N/A | ALN | _YESNO | NO ; YES
FD CONNECTION | TYPE | FDCONNECTIONS_08 | N/A | ALN
FD CONNECTION | WORKING PRESSURE | FDCONNECTIONS_01 | PSI | NUM
FIRE ALARM POWER SUPPLY | BATTERY REQUIREMENT AMP HOURS MAX | ALARM_POWER_SUPPLY_06 | AH | NUM
FIRE ALARM POWER SUPPLY | BATTERY REQUIREMENT AMP HOURS MIN | ALARM_POWER_SUPPLY_05 | AH | NUM
FIRE ALARM POWER SUPPLY | BATTERY REQUIREMENT VOLTS DC | ALARM_POWER_SUPPLY_04 | V | NUM
FIRE ALARM POWER SUPPLY | CHARGING VOLTAGE AMPS MAX | ALARM_POWER_SUPPLY_08 | AMP | NUM
FIRE ALARM POWER SUPPLY | CHARGING VOLTAGE DC | ALARM_POWER_SUPPLY_07 | V | NUM
FIRE ALARM POWER SUPPLY | DRAWING NUMBER | ALARM_POWER_SUPPLY_11 | N/A | ALN
FIRE ALARM POWER SUPPLY | OUTPUT AMPS MAX | ALARM_POWER_SUPPLY_10 | AMP | NUM
FIRE ALARM POWER SUPPLY | OUTPUT VOLTAGE DC | ALARM_POWER_SUPPLY_09 | V | NUM
FIRE ALARM POWER SUPPLY | POWER REQUIREMENT AMPS | ALARM_POWER_SUPPLY_03 | AMP | NUM
FIRE ALARM POWER SUPPLY | POWER REQUIREMENT HERTZ | ALARM_POWER_SUPPLY_02 | HZ | NUM
FIRE ALARM POWER SUPPLY | POWER REQUIREMENT VOLTS AC | ALARM_POWER_SUPPLY_01 | V | NUM
FIRE EXTINGUISHER | CAPACITY | FIRE_EXTINGUISHER_05 | LB | NUM
FIRE EXTINGUISHER | CHEMICAL TYPE | FIRE_EXTINGUISHER_01 | N/A | ALN | _CHELTYPE | ABC DRY CHEMICAL ; CARBON DIOXIDE ; CLASS D ; CLEAN AGENT ; K CLASS ; LOADED STREAM ; PRESSURIZED WATER ; PURPLE K ; STD DRY CHEMICAL
FIRE EXTINGUISHER | DIAMETER | FIRE_EXTINGUISHER_06 | IN | NUM
FIRE EXTINGUISHER | DRAWING NUMBER | FIRE_EXTINGUISHER_04 | N/A | ALN
FIRE EXTINGUISHER | EXTINGUISHER TYPE | FIRE_EXTINGUISHER_03 | N/A | ALN | _EXTRTYPE | FIXED ; PORTABLE ; WHEELED
FIRE EXTINGUISHER | RATING (TEMP, LBS, CLASS) | FIRE_EXTINGUISHER_02 | N/A | ALN
FIRE HOSE RACK | DRAWING NUMBER | FIRE_HOSE_RACK_04 | N/A | ALN
FIRE HOSE RACK | HOSE DIAMETER | FIRE_HOSE_RACK_01 | IN | NUM
FIRE HOSE RACK | MAX HOSE LENGTH | FIRE_HOSE_RACK_02 | FT | NUM
FIRE HOSE RACK | PRESSURE | FIRE_HOSE_RACK_03 | PSI | NUM
FIRE HYDRANT | BODY COLOR | FIRE_HYDRANT_03 | N/A | ALN | _BODYCOLR | BLACK ; RED ; VIOLET ; WHITE ; YELLOW
FIRE HYDRANT | DIAMETER | FIRE_HYDRANT_01 | IN | ALN
FIRE HYDRANT | DRAWING NUMBER | FIRE_HYDRANT_05 | N/A | ALN
FIRE HYDRANT | MAGNETIC CAP | FIRE_HYDRANT_04 | N/A | ALN | _YESNO | NO ; YES
FIRE HYDRANT | TOP COLOR | FIRE_HYDRANT_02 | N/A | ALN | _TOPCOLR | BLUE ; GREEN ; ORANGE ; RED
FIRE SHUTTER
GAUGE | ACCURACY | GAUGE_01 | PA | NUM
GAUGE | CASE MATERIAL | GAUGE_02 | N/A | ALN
GAUGE | CONNECTION LOCATION | GAUGE_03 | N/A | ALN
GAUGE | DIAL INDICATOR | GAUGE_04 | PSI | NUM
GAUGE | DIAL SIZE | GAUGE_05 | IN | NUM
GAUGE | DIMENSION | GAUGE_06 | IN | ALN
GAUGE | DRAWING NUMBER | GAUGE_18 | N/A | ALN
GAUGE | ELEMENT TYPE | GAUGE_07 | N/A | ALN
GAUGE | FACE MATERIAL | GAUGE_08 | N/A | ALN
GAUGE | FILLED | GAUGE_09 | N/A | ALN
GAUGE | GAUGE SIZE | GAUGE_10 | IN | NUM
GAUGE | GRADUATION | GAUGE_11 | N/A | ALN
GAUGE | NEMA/IP RATING | GAUGE_12 | KG | NUM
GAUGE | PRESSURE RATING | GAUGE_13 | PSI | NUM
GAUGE | RANGE | GAUGE_14 | PSI | NUM
GAUGE | TEMPERATURE RATING | GAUGE_15 | BTU/H | ALN
GAUGE | TYPE | GAUGE_16 | N/A | ALN
GAUGE | VOLTAGE | GAUGE_17 | V | ALN
GUIS
HEAT TRACE | ADJUSTABLE RANGE MAXIMUM TEMPERATURE | HEAT_TRACE_06 | F | NUM
HEAT TRACE | ADJUSTABLE RANGE MINIMUM TEMPERATURE | HEAT_TRACE_05 | F | NUM
HEAT TRACE | AMPERAGE | HEAT_TRACE_02 | AMP | ALN
HEAT TRACE | DRAWING NUMBER | HEAT_TRACE_07 | N/A | ALN
HEAT TRACE | MAXIMUM TEMPERATURE | HEAT_TRACE_03 | F | NUM
HEAT TRACE | MINIMUM TEMPERATURE | HEAT_TRACE_04 | F | NUM
HEAT TRACE | VOLTAGE | HEAT_TRACE_01 | V | ALN
HOSE | DIAMETER | HOSE_03 | IN | NUM
HOSE | DRAWING NUMBER | HOSE_02 | N/A | ALN
HOSE | FITTING TYPE | HOSE_04 | N/A | ALN | _FITTINGTYPE | CAM-LOCK ; FIRE HOSE COUPLING ; LUER LOCK ; QUICK-CONNECT ; SHARKBITE ; STANDARD GARDEN ; TWIST/BAYONET
HOSE | HOSE MATERIAL | HOSE_05 | N/A | ALN | _HOSEMATERIAL | BRAIDED STAINLESS STEEL ; EPDM RUBBER ; EPM RUBBER ; NITRILE ; NYLON ; PFA ; POLYESTER ; POLYETHYLENE ; POLYPROPYLENE ; POLYURETHANE ; PVC ; SBR RUBBER ; SILICONE ; TEFLON ; VINYL
HOSE | LENGTH | HOSE_01 | FT | NUM
HOT WATER HEATER | AMPERAGE | HOT_WATER_HEATER_09 | AMP | NUM
HOT WATER HEATER | CAPACITY | HOT_WATER_HEATER_02 | GAL | NUM
HOT WATER HEATER | DIAMETER | HOT_WATER_HEATER_10 | IN | NUM
HOT WATER HEATER | DRAWING NUMBER | HOT_WATER_HEATER_08 | N/A | ALN
HOT WATER HEATER | HEAT SOURCE | HOT_WATER_HEATER_11 | N/A | ALN
HOT WATER HEATER | LOWER WATTS | HOT_WATER_HEATER_07 | W | NUM
HOT WATER HEATER | MATERIAL TYPE | HOT_WATER_HEATER_01 | N/A | ALN | _HOTWATRHEARMATL | METAL ; PLASTIC
HOT WATER HEATER | MAXIMUM PRESSURE | HOT_WATER_HEATER_04 | PSI | NUM
HOT WATER HEATER | PHASE | HOT_WATER_HEATER_05 | N/A | ALN | _PHASE | 1 ; 1/3 ; 3
HOT WATER HEATER | UPPER WATTS | HOT_WATER_HEATER_06 | W | NUM
HOT WATER HEATER | VOLTAGE | HOT_WATER_HEATER_03 | V | ALN
LADDER | DRAWING NUMBER | LADDER_08 | N/A | ALN
LADDER | LADDER MATERIAL | LADDER_02 | N/A | ALN | _LADRMATL | ALUMINUM ; OTHERS ; STEEL ; WOOD
LADDER | LADDER TYPE | LADDER_01 | N/A | ALN | _LADRTYPE | DUAL PURPOSE ; EXTENSION LADDER ; FIXED PLATFORM ; SINGLE POLE ; STEP LADDER
LADDER | NUMBER OF STEPS | LADDER_05 | N/A | NUM
LADDER | OVERALL HEIGHT | LADDER_03 | FT | NUM
LADDER | OVERALL WIDTH | LADDER_06 | FT | NUM
LADDER | TOP STEP HEIGHT | LADDER_04 | FT | NUM
LADDER | WEIGHT | LADDER_07 | LB | NUM
LEVEL INDICATOR | DRAWING NUMBER | LVL_INDICATOR_02 | N/A | ALN
LEVEL INDICATOR | MAXIMUM MEASURE | LVL_INDICATOR_01 | FT | NUM
METER | DIAMETER | METER_02 | IN | ALN
METER | DRAWING NUMBER | METER_08 | N/A | ALN
METER | ELECTRIC METER TYPE | METER_07 | N/A | ALN | _ELECMETRTYPE | AUTOMATED ; BI-DIRECTIONAL ; ELECTROMECHANICAL
METER | MAXIMUM FLOW RATE | METER_03 | GPM | NUM
METER | MAXIMUM OPERATING PRESSURE | METER_04 | PSI | NUM
METER | MAXIMUM OPERATING TEMPERATURE | METER_05 | F | NUM
METER | MINIMUM OPERATING TEMPERATURE | METER_06 | F | NUM
METER | PROCESS FLUID | METER_01 | N/A | ALN | _METRPROSFLUD | GAS ; STEAM ; WATER
MONITORING MODULE
MOTOR | ACTION | MOTOR_01 | N/A | ALN | _ACTION | JOYSTICK ; LIMIT ; PUSH BUTTON ; ROTARY ; TOGGLE
MOTOR | AMPERAGE | MOTOR_02 | AMP | ALN
MOTOR | APPLICATION | MOTOR_03 | N/A | ALN
MOTOR | ARMATURE VOLTAGE | MOTOR_04 | V | NUM
MOTOR | BELT CAPACITY | MOTOR_40 | N/A | NUM
MOTOR | BELT TYPE | MOTOR_41 | N/A | ALN
MOTOR | BRAKE | MOTOR_05 | N/A | ALN | _MOTRBRAE | DC INJECTION ; DYNAMIC ; REGENERATIVE
MOTOR | CONNECTION TYPE | MOTOR_06 | N/A | ALN
MOTOR | CURRENT | MOTOR_07 | AMP | ALN
MOTOR | DIMENSION | MOTOR_08 | IN | ALN
MOTOR | DISPLACEMENT | MOTOR_09 | IN3/REV | NUM
MOTOR | DRAWING NUMBER | MOTOR_39 | N/A | ALN
MOTOR | ELECTRICAL RATING | MOTOR_10 | AMP | NUM
MOTOR | ELECTRICAL REAL POWER | MOTOR_42 | W | NUM
MOTOR | ENCLOSURE | MOTOR_11 | N/A | ALN
MOTOR | FIELD VOLTAGE | MOTOR_12 | V | NUM
MOTOR | FRAME | MOTOR_13 | N/A | ALN
MOTOR | FREQUENCY RATING | MOTOR_14 | HZ | NUM
MOTOR | GEAR RATIO | MOTOR_15 | N/A | NUM
MOTOR | HORSEPOWER | MOTOR_43 | HP | NUM
MOTOR | INLET CONNECTION SIZE | MOTOR_16 | IN | NUM
MOTOR | INLET CONNECTION TYPE | MOTOR_17 | N/A | ALN
MOTOR | INPUT | MOTOR_18 | N/A | NUM
MOTOR | INPUT PRESSURE | MOTOR_19 | PSI | NUM
MOTOR | INPUT RATING | MOTOR_20 | PSI | NUM
MOTOR | INSTALLER NAME | MOTOR_44 | N/A | ALN
MOTOR | INSULATION | MOTOR_21 | N/A | ALN | _INSULATION | A ; B ; E ; F ; H
MOTOR | LENGTH | MOTOR_22 | IN | NUM
MOTOR | MOUNT | MOTOR_23 | N/A | ALN | _MOTRMOUT | CEILING ; FACE ; FLANGE ; FLOOR ; FOOT ; NOSE ; OTHER ; WALL
MOTOR | OUTLET CONNECTION SIZE | MOTOR_24 | IN | NUM
MOTOR | OUTLET CONNECTION TYPE | MOTOR_25 | N/A | ALN
MOTOR | OUTPUT | MOTOR_26 | HP | NUM
MOTOR | OUTPUT PRESSURE | MOTOR_27 | PSI | NUM
MOTOR | OUTPUT TORQUE | MOTOR_28 | FTLB | NUM
MOTOR | PHASE | MOTOR_29 | N/A | ALN
MOTOR | POWER | MOTOR_30 | HP | NUM
MOTOR | POWER FACTOR | MOTOR_31 | N/A | NUM
MOTOR | PRESSURE RATING | MOTOR_32 | PSI | NUM
MOTOR | SERVICE FACTOR | MOTOR_33 | N/A | NUM
MOTOR | SHAFT SIZE | MOTOR_34 | IN | NUM
MOTOR | SPEED | MOTOR_35 | RPM | NUM
MOTOR | SPEED RATING | MOTOR_36 | RPM | ALN
MOTOR | TEMPERATURE RATING | MOTOR_37 | F | ALN
MOTOR | VOLTAGE | MOTOR_38 | V | ALN
NOZZLE | DRAWING NUMBER | NOZZLE_02 | N/A | ALN
NOZZLE | PIPE SIZE | NOZZLE_01 | IN | NUM
POWER SUPPLY | AC POWER SOURCE CONNECTION | POWER_SUPPLY_04 | N/A | ALN | _ACPOWRSOUECONN | HARD WIRED ; POWER PLUG
POWER SUPPLY | CABINET TYPE | POWER_SUPPLY_18 | N/A | ALN
POWER SUPPLY | CURRENT | POWER_SUPPLY_15 | AMP | ALN
POWER SUPPLY | CURRENT LIMITING | POWER_SUPPLY_08 | N/A | ALN | _YESNO | NO ; YES
POWER SUPPLY | DRAWING NUMBER | POWER_SUPPLY_17 | N/A | ALN
POWER SUPPLY | FACLEVEL | POWER_SUPPLY_14 | N/A | NUM | _TRALTIMERATG | 1 ; 2 ; 3 ; 4 ; 5
POWER SUPPLY | FREQUENCY | POWER_SUPPLY_16 | HZ | ALN
POWER SUPPLY | HEIGHT | POWER_SUPPLY_13 | IN | NUM
POWER SUPPLY | INPUT VOLTAGE | POWER_SUPPLY_02 | V | ALN
POWER SUPPLY | LATITUDE | POWER_SUPPLY_22 | DEG | NUM
POWER SUPPLY | LENGTH | POWER_SUPPLY_11 | IN | NUM
POWER SUPPLY | LONGITUDE | POWER_SUPPLY_21 | DEG | NUM
POWER SUPPLY | ORG UNIT DESCRIPTION | POWER_SUPPLY_26 | N/A | ALN
POWER SUPPLY | ORG UNIT NUMBER | POWER_SUPPLY_25 | N/A | ALN
POWER SUPPLY | OUTPUT CURRENT RATING | POWER_SUPPLY_09 | AMP | NUM
POWER SUPPLY | OUTPUT TYPE | POWER_SUPPLY_05 | N/A | ALN | _CURTTYPE | AC ; DC
POWER SUPPLY | RACK ELEVATION | POWER_SUPPLY_20 | N/A | ALN
POWER SUPPLY | RADIO FREQUENCY | POWER_SUPPLY_27 | N/A | ALN | _RADIOFREQ | 800 ; MULTIBAND ; N/A ; SHARED ; UHF ; VHF
POWER SUPPLY | REDUNDANT OUTPUT | POWER_SUPPLY_03 | N/A | ALN | _YESNO | NO ; YES
POWER SUPPLY | ROOM TYPE | POWER_SUPPLY_19 | N/A | ALN
POWER SUPPLY | TESTING | POWER_SUPPLY_28 | N/A | ALN | _YESNO | NO ; YES
POWER SUPPLY | TYPE | POWER_SUPPLY_10 | N/A | ALN | _POWRSUPYTYPE | LINEAR ; SWITCH MODE
POWER SUPPLY | VARIABLE VOLTAGE OUTPUT | POWER_SUPPLY_07 | V | ALN
POWER SUPPLY | VEHICLE DESCRIPTION | POWER_SUPPLY_24 | N/A | ALN
POWER SUPPLY | VEHICLE NUMBER | POWER_SUPPLY_23 | N/A | ALN
POWER SUPPLY | VOLTAGE OUTPUT | POWER_SUPPLY_06 | V | NUM
POWER SUPPLY | WEIGHT | POWER_SUPPLY_01 | LB | NUM
POWER SUPPLY | WIDTH | POWER_SUPPLY_12 | IN | NUM
PRINTER | DRAWING NUMBER | PRINTER_05 | N/A | ALN
PRINTER | ORG UNIT DESCRIPTION | PRINTER_04 | N/A | ALN
PRINTER | ORG UNIT NUMBER | PRINTER_03 | N/A | ALN
PRINTER | VEHICLE DESCRIPTION | PRINTER_02 | N/A | ALN
PRINTER | VEHICLE NUMBER | PRINTER_01 | N/A | ALN
PULL STATION | ACTION | PLST_01 | N/A | ALN | _PULLSTANACTN | DUAL ; SINGLE
PULL STATION | ADDRESSABLE | PLST_04 | N/A | ALN | _YESNO | NO ; YES
PULL STATION | DRAWING NUMBER | PLST_05 | N/A | ALN
PULL STATION | SUPPLY VOLTAGE | PLST_02 | V | NUM
PULL STATION | TRIM | PLST_03 | N/A | ALN
PUMP | AMPERAGE | PUMP_02 | AMP | ALN
PUMP | CONFIGURATION | PUMP_21 | N/A | ALN
PUMP | DIAMETER | PUMP_22 | IN | NUM
PUMP | DRAWING NUMBER | PUMP_20 | N/A | ALN
PUMP | FREQUENCY | PUMP_03 | HZ | ALN
PUMP | FULL LOAD AMPS (FLA) | PUMP_10 | AMP | NUM
PUMP | HEAD PRESSURE | PUMP_23 | FT | NUM
PUMP | HORSEPOWER | PUMP_01 | HP | NUM
PUMP | IMPELLAR DIAMETER | PUMP_16 | IN | NUM
PUMP | LOCKED ROTOR AMPS (LRA) | PUMP_11 | AMP | NUM
PUMP | MATERIAL TYPE | PUMP_24 | N/A | ALN
PUMP | MAX BRAKE HORSEPOWER | PUMP_15 | BHP | NUM
PUMP | MAXIMUM FLOW | PUMP_13 | GPD | NUM
PUMP | MAXIMUM FLOW RATE | PUMP_19 | GPM | ALN
PUMP | MAXIMUM KW INPUT | PUMP_12 | KW | NUM
PUMP | MAXIMUM PRESSURE | PUMP_06 | PSI | NUM
PUMP | MAXIMUM SUCTION PRESSURE | PUMP_18 | PSI | NUM
PUMP | MAXIMUM WATER TEMPERATURE | PUMP_07 | F | NUM
PUMP | MOUNT | PUMP_25 | N/A | ALN
PUMP | PHASE | PUMP_08 | N/A | ALN | _PHASE | 1 ; 1/3 ; 3
PUMP | RATE BRAKE HORSEPOWER | PUMP_14 | BHP | NUM
PUMP | RATED PRESSURE | PUMP_17 | PSI | NUM
PUMP | RATING | PUMP_26 | N/A | ALN
PUMP | SPEED | PUMP_05 | RPM | NUM
PUMP | STAGE | PUMP_09 | N/A | ALN | _STAGE | MULTI ; SINGLE
PUMP | TYPE | PUMP_27 | N/A | ALN
PUMP | VOLTAGE | PUMP_04 | V | ALN
PUMP COUPLING | DRAWING NUMBER | PUMP_COUPLING_02 | N/A | ALN
PUMP COUPLING | TYPE | PUMP_COUPLING_01 | N/A | ALN | _PUMPCOUGTYPE | DISC ; ELASTOMERIC ; GEAR ; GRID
PURGE PANEL
RADIO | APPLICATION | RADIO_04 | N/A | ALN
RADIO | AUDIO LINE IN / OUT | RADIO_09 | DB | ALN
RADIO | CABINET TYPE | RADIO_28 | N/A | ALN
RADIO | CONTROL BASE STATION | RADIO_14 | N/A | ALN | _MOBILITY | FIXED ; MOBILE
RADIO | DEVIATION | RADIO_15 | KHZ | ALN | _RADODEVN | NARROW-BAND ; WIDE-BAND
RADIO | DRAWING NUMBER | RADIO_27 | N/A | ALN
RADIO | ENCRYPTION | RADIO_11 | N/A | ALN | _ENCRYPTION | ENCRYPTED ; NON-ENCRYPTED
RADIO | ERP (EFFECTIVE RADIATED POWER) DBM | RADIO_21 | DBM | NUM
RADIO | ERP (EFFECTIVE RADIATED POWER) WATTS | RADIO_18 | W | NUM
RADIO | FACLEVEL | RADIO_23 | N/A | NUM | _TRALTIMERATG | 1 ; 2 ; 3 ; 4 ; 5
RADIO | HEIGHT | RADIO_26 | IN | NUM
RADIO | INPUT AMPERAGE | RADIO_08 | AMP | NUM
RADIO | INPUT VOLTAGE AC | RADIO_07 | V | NUM
RADIO | INPUT VOLTAGE DC | RADIO_06 | V | NUM
RADIO | LENGTH | RADIO_24 | IN | NUM
RADIO | MOUNT | RADIO_05 | N/A | ALN
RADIO | ORG UNIT DESCRIPTION | RADIO_35 | N/A | ALN
RADIO | ORG UNIT NUMBER | RADIO_34 | N/A | ALN
RADIO | RACK ELEVATION | RADIO_30 | N/A | ALN
RADIO | RADIO FREQUENCY | RADIO_36 | N/A | ALN | _RADIOFREQ | 800 ; MULTIBAND ; N/A ; SHARED ; UHF ; VHF
RADIO | RADIO TYPE | RADIO_01 | N/A | ALN | _RADOTYPE | FIXED ; HANDHELD ; MOBILE
RADIO | RECEIVER ONLY BASE STATION | RADIO_22 | N/A | ALN
RADIO | RECEIVER SENSITIVITY | RADIO_10 | DB | NUM
RADIO | REPEATER BASE STATION | RADIO_12 | N/A | ALN | _MOBILITY | FIXED ; MOBILE
RADIO | RF OUTPUT POWER RATING DBM | RADIO_19 | DBM | NUM
RADIO | RF OUTPUT POWER RATING WATTS | RADIO_16 | W | NUM
RADIO | RF OUTPUT POWER SET DBM | RADIO_20 | DBM | NUM
RADIO | RF OUTPUT POWER SET WATTS | RADIO_17 | W | NUM
RADIO | ROOM TYPE | RADIO_29 | N/A | ALN
RADIO | SIMPLEX BASE STATION | RADIO_13 | N/A | ALN | _MOBILITY | FIXED ; MOBILE
RADIO | SPECIFICATION | RADIO_02 | N/A | ALN
RADIO | TEMPERATURE RATING | RADIO_03 | F | ALN
RADIO | TESTING | RADIO_37 | N/A | ALN | _YESNO | NO ; YES
RADIO | TYPE | RADIO_31 | N/A | ALN
RADIO | VEHICLE DESCRIPTION | RADIO_33 | N/A | ALN
RADIO | VEHICLE NUMBER | RADIO_32 | N/A | ALN
RADIO | WIDTH | RADIO_25 | IN | NUM
RELAY MODULE | DRAWING NUMBER | RELAY_MODULE_02 | N/A | ALN
RELAY MODULE | VOLTAGE | RELAY_MODULE_01 | V | NUM
RELEASE STATION
RETARD CHAMBER
SIGN | AMPERAGE | SIGN_08 | AMP | NUM
SIGN | COMBO | SIGN_03 | N/A | ALN | _TRUEFALE | FALSE ; TRUE
SIGN | DRAWING NUMBER | SIGN_07 | N/A | ALN
SIGN | EMERGENCY POWER | SIGN_04 | N/A | ALN | _TRUEFALE | FALSE ; TRUE
SIGN | ILLUMINATION | SIGN_02 | N/A | ALN | _YESNO | NO ; YES
SIGN | LETTER COLOR | SIGN_06 | N/A | ALN | _LETRCOLR | GREEN ; RED
SIGN | MOUNTING | SIGN_01 | N/A | ALN | _SIGNMOUG | CEILING ; WALL
SIGN | MOUNTING HEIGHT | SIGN_05 | FT | ALN
SIGN | PHASE | SIGN_09 | N/A | ALN | _PHASE | 1 ; 1/3 ; 3
SIGN | VOLTAGE | SIGN_10 | V | ALN
SMOKE MANAGEMENT SYSTEM
SPRINKLER HEAD | DRAWING NUMBER | SPRINKLER_HEAD_02 | N/A | ALN
SPRINKLER HEAD | NUMBER OF ASSETS | SPRINKLER_HEAD_01 | N/A | NUM
STANDPIPE | DIAMETER | STANDPIPE_01 | IN | ALN
STANDPIPE | DRAWING NUMBER | STANDPIPE_02 | N/A | ALN
STRAINER | DRAWING NUMBER | STRAINER_03 | N/A | ALN
STRAINER | SIZE | STRAINER_01 | IN | ALN
STRAINER | WORKING PRESSURE | STRAINER_02 | PSI | NUM
SUPPRESSION SYSTEM | DRAWING NUMBER | SUPPRESSION_SYSTEM_03 | N/A | ALN
SUPPRESSION SYSTEM | NUMBER OF TANKS | SUPPRESSION_SYSTEM_02 | N/A | NUM
SUPPRESSION SYSTEM | TYPE | SUPPRESSION_SYSTEM_01 | N/A | ALN | _SUPNSYSMTYPE | CHEMICAL FOAM ; FOAM DELUGE ; GAS ; PNEUMATIC HEAT DETECTION TUBE ; WATER MIST
SWITCH | AIC RATING | SWITCH_26 | N/A | ALN
SWITCH | AMPERAGE | SWITCH_03 | AMP | ALN
SWITCH | BLAST RESISTANT | SWITCH_18 | N/A | ALN | _TRUEFALE | FALSE ; TRUE
SWITCH | CABINET TYPE | SWITCH_20 | N/A | ALN
SWITCH | CONTACT ARRANGEMENT | SWITCH_04 | N/A | ALN | _CONTARRT | 2P6T ; DPCO ; DPDT ; DPST ; SPDT FORM C ; SPST ; SPST-NC FORM B ; SPST-NO FORM A ; SPTT
SWITCH | DIMMER | SWITCH_13 | N/A | ALN | _YESNO | NO ; YES
SWITCH | DRAWING NUMBER | SWITCH_19 | N/A | ALN
SWITCH | FUSE SIZE | SWITCH_27 | N/A | ALN
SWITCH | FUSED | SWITCH_12 | N/A | ALN | _YESNO | NO ; YES
SWITCH | HIGH TENSION | SWITCH_28 | N/A | ALN | _YESNO | NO ; YES
SWITCH | HOUSING COLOR | SWITCH_15 | N/A | ALN | _HOUGCOLR | BLACK ; BROWN ; GRAY ; GREEN ; ORANGE ; SILVER ; WHITE ; YELLOW
SWITCH | INPUT VOLTAGE | SWITCH_29 | V | NUM
SWITCH | INSTALLER NAME | SWITCH_30 | N/A | ALN
SWITCH | KV RATING | SWITCH_10 | KV | NUM
SWITCH | KVA RATING | SWITCH_31 | KVA | NUM
SWITCH | LIGHT FIXTURE QUANTITY | SWITCH_14 | N/A | NUM
SWITCH | MAXIMUM HORSEPOWER | SWITCH_09 | HP | NUM
SWITCH | MAXIMUM PRESSURE | SWITCH_07 | PSI | NUM
SWITCH | MOTOR | SWITCH_11 | N/A | ALN | _YESNO | NO ; YES
SWITCH | MOUNTING LOCATION | SWITCH_16 | N/A | ALN | _SWIHMOUGLOCN | CEILING ; WALL
SWITCH | NEMA RATING | SWITCH_06 | N/A | ALN
SWITCH | OPERATING PRESSURE | SWITCH_08 | PSI | NUM
SWITCH | OUTPUT VOLTAGE | SWITCH_32 | V | NUM
SWITCH | PHASE | SWITCH_02 | N/A | ALN | _PHASE | 1 ; 1/3 ; 3
SWITCH | RACK ELEVATION | SWITCH_22 | N/A | ALN
SWITCH | RADIO FREQUENCY | SWITCH_24 | N/A | ALN | _RADIOFREQ | 800 ; MULTIBAND ; N/A ; SHARED ; UHF ; VHF
SWITCH | RATING | SWITCH_33 | N/A | ALN
SWITCH | ROOM TYPE | SWITCH_21 | N/A | ALN
SWITCH | TAMPER SWITCH TYPE | SWITCH_05 | N/A | ALN | _TAMRSWIHTYPE | BUTTERFLY ; OS&Y GATE VALVE
SWITCH | TESTING | SWITCH_25 | N/A | ALN | _YESNO | NO ; YES
SWITCH | TRANSFER SWITCH TYPE | SWITCH_17 | N/A | ALN | _OPEGTYPE | AUTOMATIC ; MANUAL
SWITCH | TYPE | SWITCH_23 | N/A | ALN
SWITCH | VOLTAGE | SWITCH_34 | V | NUM
SWITCH | VOLTAGE AC | SWITCH_01 | V | ALN
TANK | CAPACITY | TANK_01 | GAL | ALN
TANK | COLOR | TANK_15 | N/A | ALN
TANK | CONFIGURATION | TANK_16 | N/A | ALN
TANK | CONTENT | TANK_02 | N/A | ALN | _CONTENT | AIR ; ALCOHOL ENRICHED GASOLINE (>10%) ; AVIATION GASOLINE ; CHEMICAL ; GAS ; GASOLINE/ETHANOL ; HEATING OIL (NO. 2) ; HEATING OIL (NO. 4) ; HEATING OIL (NO. 6) ; HYDRAULIC OIL ; JET FUEL ; KEROSENE (NO. 1) ; LIGHT DIESEL FUEL (NO. 1-D) ; MEDIUM DIESEL FUEL (NO. 2-D) ; UNLEADED GASOLINE ; WASTE OIL
TANK | DIAMETER | TANK_17 | IN | ALN
TANK | DISPENSER SUMP SENSOR | TANK_18 | N/A | ALN
TANK | DRAWING NUMBER | TANK_14 | N/A | ALN
TANK | HEAD PRESSURE | TANK_19 | FT | NUM
TANK | HEIGHT | TANK_13 | IN | NUM
TANK | INSTALLATION | TANK_03 | N/A | ALN | _INSTALLATION | ABOVE GROUND ; UNDER GROUND
TANK | LENGTH | TANK_11 | FT | NUM
TANK | MATERIAL | TANK_04 | N/A | ALN | _TANKMATL | CARBON STEEL ; CONCRETE ; FIBERGLASS COATED STEEL ; FIBERGLASS REINFORCED PLASTIC (GRP) ; POLYETHYLENE ; STAINLESS STEEL ; STEEL ; THERMOPLASTIC
TANK | PHASE | TANK_20 | N/A | ALN | _PHASE | 1 ; 1/3 ; 3
TANK | PRESSURE CLASS | TANK_05 | N/A | ALN | _PREECLAS | ATMOSPHERIC ; HIGH PRESSURE (14.6 PSIG AND ABOVE) ; LOW PRESSURE (.1 TO 2.5 PSIG) ; MEDIUM PRESSURE (2.6 TO 14.5 PSIG)
TANK | PRESSURE RATING | TANK_06 | PSI | NUM
TANK | PRESSURE SETTING | TANK_21 | N/A | ALN
TANK | PUMPING/DISPENSING METHOD | TANK_22 | N/A | ALN
TANK | RATING | TANK_23 | N/A | NUM
TANK | SPILL BUCKET CONFIGURATION | TANK_24 | N/A | ALN
TANK | STAGE I VAPOR RECOVERY SYSTEM | TANK_25 | N/A | ALN
TANK | STAGE II VAPOR RECOVERY SYSTEM | TANK_26 | N/A | ALN
TANK | STANDARD | TANK_07 | N/A | ALN
TANK | TANK EXTERNAL PROTECTION | TANK_27 | N/A | ALN
TANK | TANK INTERNAL PROTECTION | TANK_28 | N/A | ALN
TANK | TANK LEAK DETECTION SYSTEM | TANK_29 | N/A | ALN
TANK | TANK LOCATION | TANK_10 | N/A | ALN
TANK | TANK OVERFILL PROTECTION | TANK_30 | N/A | ALN
TANK | TANK SECONDARY CONTAINMENT | TANK_31 | N/A | ALN
TANK | TANK SIZE | TANK_32 | N/A | NUM
TANK | TYPE | TANK_08 | N/A | ALN | _TANKTYPE | DOMED EXTERNAL FLOATING ROOF ; EXTERNAL FLOATING ROOF ; FIXED-ROOF ; HORIZONTAL ; INTERNAL FLOATING ROOF ; LNG (LIQUEFIED NATURAL GAS) ; PRESSURE ; VARIABLE VAPOR SPACE
TANK | VOLTAGE | TANK_33 | V | ALN
TANK | WALL THICKNESS | TANK_09 | IN | ALN
TANK | WIDTH | TANK_12 | FT | NUM
TELEPHONE | DRAWING NUMBER | TELEPHONE_07 | N/A | ALN
TELEPHONE | ORG UNIT DESCRIPTION | TELEPHONE_04 | N/A | ALN
TELEPHONE | ORG UNIT NUMBER | TELEPHONE_03 | N/A | ALN
TELEPHONE | TYPE | TELEPHONE_05 | N/A | ALN
TELEPHONE | VEHICLE DESCRIPTION | TELEPHONE_02 | N/A | ALN
TELEPHONE | VEHICLE NUMBER | TELEPHONE_01 | N/A | ALN
TELEPHONE | VOLTAGE | TELEPHONE_06 | V | ALN
VALVE | ACTUATOR TYPE | VALVE_01 | N/A | ALN | _VALEACTRTYPE | ELECTRIC ; HYDRAULIC ; MANUAL ; PNEUMATIC ; SPRING
VALVE | BODY MATERIAL | VALVE_02 | N/A | ALN | _VALEBODYMATL | BRONZE ; CARBON STEEL ; HASTELLOY ; IRON ; MONEL ; STAINLESS STEEL
VALVE | CAPACITY | VALVE_20 | N/A | ALN
VALVE | COATING | VALVE_21 | N/A | ALN
VALVE | CONFIGURATION | VALVE_03 | N/A | ALN | _VALECONF | BOTTOM OUTLET VALVE ; DIVERT VALVE ; FLOW THROUGH VALVE ; SAMPLING VALVE ; SHUT OFF VALVE ; TAKE OFF VALVE
VALVE | CONNECTION | VALVE_04 | N/A | ALN | _VALECONN | BUTT WELD ; CLAMP ; FLANGED ; SOCKET WELD ; SOLDERED ; TAPERED ; THREADED
VALVE | CURRENT TYPE | VALVE_14 | N/A | ALN | _CURTTYPE | AC ; DC
VALVE | DRAWING NUMBER | VALVE_19 | N/A | ALN
VALVE | INLET DIAMETER | VALVE_07 | IN | NUM
VALVE | MAX HIGH LEVEL SHUTOFF | VALVE_18 | FT | NUM
VALVE | MOUNT | VALVE_05 | N/A | ALN
VALVE | OS&Y | VALVE_10 | N/A | ALN | _TRUEFALE | FALSE ; TRUE
VALVE | OUTLET DIAMETER | VALVE_08 | IN | NUM
VALVE | POWER | VALVE_16 | W | NUM
VALVE | PROCESS FLUID | VALVE_06 | N/A | ALN | _VALEPROSFLUD | GAS ; LIQUID ; VAPOR
VALVE | RATING | VALVE_22 | N/A | ALN
VALVE | RELIEF TYPE | VALVE_11 | N/A | ALN | _RELFTYPE | PRESSURE ; THERMAL ; VACUUM
VALVE | SHUT-DOWN VALVE | VALVE_13 | N/A | ALN | _YESNO | NO ; YES
VALVE | TEMPERATURE RATING | VALVE_09 | F | ALN
VALVE | TYPE | VALVE_23 | N/A | ALN
VALVE | VALVE TYPE | VALVE_17 | N/A | ALN | _VALETYPE | CONTROL ; ISOLATION
VALVE | VOLTAGE | VALVE_15 | V | ALN
VALVE | WORKING PRESSURE | VALVE_12 | PSI | NUM
WATER SUPPLY PIPING | DIAMETER | WATER_SUPPLY_PIPING_01 | IN | ALN
WATER SUPPLY PIPING | DRAWING NUMBER | WATER_SUPPLY_PIPING_02 | N/A | ALN

## Asset Counts by ADS Code
ADS Code | Asset Count
FUNCT03G-HEAD | 645
FUNCT03A-FRAP | 535
FUNCT03A-FRAP-RLMD | 461
FUNCT03E-FREX | 376
FUNCT03A-ALRM | 347
FUNCT03A-FRAP-DTCT | 256
FUNCT03F-EXSN | 245
FUNCT03C-STDP-VLV | 194
FUNCT03F-EGLT | 140
FUNCT03C-STDP | 127
FUNCT03F-FRDR | 104
FUNCT03C-VLV | 102
FUNCT03D-ALRM | 92
FUNCT03G-VLV | 82
FUNCT03A-FRAP-PLST | 80
FUNCT03B-VLV | 54
FUNCT03F-CEGLT | 41
FUNCT03G-MDRN | 37
FUNCT03H-ETEL | 36
FUNCT03B-VLV-SWCH | 33
FUNCT03G-SWCH | 30
FUNCT03D-FIRX-TANK | 26
FUNCT03C-FHSC-HOSE | 24
FUNCT03C-HTTC | 24
FUNCT03D-ABRT | 23
FUNCT03D-TANK | 19
FUNCT03G-ITCN | 19
FUNCT03G-PADT-SWCH | 17
FUNCT03F-SMGM | 16
FUNCT03G-PADT | 15
FUNCT03B-BFPV | 14
FUNCT03B-WSP | 14
FUNCT03G-MDRN-GAUG | 14
FUNCT03B-WTMT | 13
FUNCT03A-FRAP-BTRY | 12
FUNCT03C-FHSC | 12
FUNCT03B-FPMP | 11
FUNCT03G-VLV-SPCV | 11
FUNCT03B-FDCN | 10
FUNCT03A-FRAP-FUSCO | 9
FUNCT03D-DTCT | 9
FUNCT03H-FDTS | 9
FUNCT03C-FHR | 8
FUNCT03C-FDC | 7
FUNCT03D-CAFREXPL | 7
FUNCT03D-RLST | 7
FUNCT03D-SUPSYS | 7
FUNCT03G-VLV-SWCH | 7
FUNCT03A-FRAP-ANPL | 6
FUNCT03B-BFPV-VLV | 6
FUNCT03B-JPMP | 6
FUNCT03H-EDSF | 6
FUNCT03A-FRAP-FDMP | 5
FUNCT03B-FPMP-CHVL | 5
FUNCT03C-FHSC-VLV | 5
FUNCT03C-HDRS | 5
FUNCT03D-SWCH | 5
FUNCT03G-BFPV | 5
FUNCT03G-HTTC | 5
FUNCT03A-FRAP-FASPS | 4
FUNCT03B-FPMP-CLPL | 4
FUNCT03G-AMND | 4
FUNCT03G-COMP | 4
FUNCT03G-DSAC | 4
FUNCT03A-FRAP-CMMPN | 3
FUNCT03A-FRAP-DGP | 3
FUNCT03A-ABRT | 2
FUNCT03A-FPCP | 2
FUNCT03B-JPMP-CHVL | 2
FUNCT03B-SSTK | 2
FUNCT03C-FHR-VLV | 2
FUNCT03D-SUPSYS-SPCP | 2
FUNCT03A-FRAP-VDVC | 1
FUNCT03A-RLMD | 1
FUNCT03B-CBCT | 1
FUNCT03B-FLMT | 1
FUNCT03B-FPPL | 1
FUNCT03B-STRN | 1
FUNCT03C-AMND | 1
FUNCT03C-VLV-SWCH | 1
FUNCT03D-FIRX | 1
FUNCT03D-RLSD | 1
FUNCT03G-CLPL | 1
Total | 4489