## ARID Format
HIERARCHY | SYSTEM | SUBSYSTEM | ASSET | COMPONENT | SPARE PART | ACRONYM | ADS CODE
FUNCT | HEATING, VENTILATION & AIR CONDITIONING |  |  |  |  | 06 | FUNCT06
|  | AREA SERVED |  |  |  | A | FUNCT06A
|  |  | AIR CURTAIN |  |  | ACUR | FUNCT06A-ACUR
|  |  |  | COOLING COIL |  | CLCL | FUNCT06A-ACUR.CLCL
|  |  |  | CONTROLS |  | CNTL | FUNCT06A-ACUR.CNTL
|  |  |  | HEATING ELEMENT |  | HEMT | FUNCT06A-ACUR.HEMT
|  |  |  | HEATING COIL |  | HTCL | FUNCT06A-ACUR.HTCL
|  |  |  | MOTOR |  | MOTR | FUNCT06A-ACUR.MOTR
|  |  |  | SUPPLY FAN |  | SFAN | FUNCT06A-ACUR.SFAN
[5 empty] | BELT | BELT | FUNCT06A-ACUR:BELT
[5 empty] | FILTER | FLTR | FUNCT06A-ACUR:FLTR
|  |  | AIR HANDLING UNIT |  |  | AHU | FUNCT06A-AHU
|  |  |  | COOLING COIL |  | CLCL | FUNCT06A-AHU.CLCL
|  |  |  | CONTROLS |  | CNTL | FUNCT06A-AHU.CNTL
|  |  |  | CONTROL VALVE |  | CNTV | FUNCT06A-AHU.CNTV
|  |  |  | CONDENSATE PUMP |  | CPUMP | FUNCT06A-AHU.CPUMP
|  |  |  | DAMPER |  | DAMP | FUNCT06A-AHU.DAMP
|  |  |  | DEHUMIDIFER |  | DEHU | FUNCT06A-AHU.DEHU
|  |  |  | ENERGY RECOVERY UNIT |  | EWHL | FUNCT06A-AHU.EWHL
|  |  |  | FREEZE PROTECTION PUMP |  | FZPP | FUNCT06A-AHU.FZPP
|  |  |  | HEATING COIL |  | HTCL | FUNCT06A-AHU.HTCL
|  |  |  | HUMIDIFIER |  | HUMI | FUNCT06A-AHU.HUMI
|  |  |  | MOTOR |  | MOTR | FUNCT06A-AHU.MOTR
|  |  |  | PIPE |  | PIPE | FUNCT06A-AHU.PIPE
|  |  |  | RETURN FAN |  | RFAN | FUNCT06A-AHU.RFAN
|  |  |  | SUPPLY FAN |  | SFAN | FUNCT06A-AHU.SFAN
|  |  |  | VFD/ STARTER |  | STRT | FUNCT06A-AHU.STRT
[5 empty] | BELT | BELT | FUNCT06A-AHU:BELT
[5 empty] | FILTER | FLTR | FUNCT06A-AHU:FLTR
|  |  | CEILING FAN |  |  | CFAN | FUNCT06A-CFAN
|  |  | CONDENSER |  |  | COND | FUNCT06A-COND
|  |  |  | CONDENSER COIL |  | CDSC | FUNCT06A-COND.CDSC
|  |  |  | COMPRESSOR |  | CMPR | FUNCT06A-COND.CMPR
|  |  |  | CONTROLS |  | CNTL | FUNCT06A-COND.CNTL
|  |  |  | CONDENSER FAN |  | CONF | FUNCT06A-COND.CONF
|  |  |  | MOTOR |  | MOTR | FUNCT06A-COND.MOTR
|  |  |  | VFD/ STARTER |  | STRT | FUNCT06A-COND.STRT
|  |  | CONTROL INTERFACE |  |  | CONI | FUNCT06A-CONI
|  |  | DAMPER |  |  | DAMP | FUNCT06A-DAMP
|  |  |  | MOTOR |  | MOTR | FUNCT06A-DAMP.MOTR
|  |  | DEHUMIDIFER |  |  | DEHU | FUNCT06A-DEHU
|  |  |  | CONTROLS |  | CNTL | FUNCT06A-DEHU.CNTL
|  |  |  | DRAIN VALVE |  | DRNV | FUNCT06A-DEHU.DRNV
|  |  | DISCONNECT SWITCH |  |  | DSCS | FUNCT06A-DSCS
|  |  | DETECTOR |  |  | DTCT | FUNCT06A-DTCT
|  |  | DUCT |  |  | DUCT | FUNCT06A-DUCT
|  |  |  | INSULATION |  | INSL | FUNCT06A-DUCT.INSL
|  |  | EXHAUST FAN |  |  | EXF | FUNCT06A-EXF
|  |  |  | MOTOR |  | MOTR | FUNCT06A-EXF.MOTR
|  |  |  | VFD/ STARTER |  | STRT | FUNCT06A-EXF.STRT
[5 empty] | BELT | BELT | FUNCT06A-EXF:BELT
|  |  | UNIT HEATER |  |  | HTRU | FUNCT06A-HTRU
|  |  |  | CONTROL VALVE |  | CNTV | FUNCT06A-HTRU.CNTV
|  |  |  | HEATING COIL |  | HTCL | FUNCT06A-HTRU.HTCL
|  |  |  | MOTOR |  | MOTR | FUNCT06A-HTRU.MOTR
|  |  |  | SUPPLY FAN |  | SFAN | FUNCT06A-HTRU.SFAN
[5 empty] | BELT | BELT | FUNCT06A-HTRU:BELT
[5 empty] | FILTER | FLTR | FUNCT06A-HTRU:FLTR
|  |  | HUMIDIFIER |  |  | HUMI | FUNCT06A-HUMI
|  |  | ISOLATION VALVES |  |  | ISOV | FUNCT06A-ISOV
|  |  | PACKAGED AIR HANDLING UNIT |  |  | PAHU | FUNCT06A-PAHU
|  |  |  | COMPRESSOR |  | CMPR | FUNCT06A-PAHU.CMPR
|  |  |  | CONTROLS |  | CNTL | FUNCT06A-PAHU.CNTL
|  |  |  | CONDENSER |  | COND | FUNCT06A-PAHU.COND
|  |  |  | DX COIL |  | DXCL | FUNCT06A-PAHU.DXCL
|  |  |  | GAS BURNER |  | GSBN | FUNCT06A-PAHU.GSBN
|  |  |  | HEATING ELEMENT |  | HEMT | FUNCT06A-PAHU.HEMT
|  |  |  | MOTOR |  | MOTR | FUNCT06A-PAHU.MOTR
|  |  |  | SUPPLY FAN |  | SFAN | FUNCT06A-PAHU.SFAN
[5 empty] | BELT | BELT | FUNCT06A-PAHU:BELT
[5 empty] | FILTER | FLTR | FUNCT06A-PAHU:FLTR
|  |  | RADIANT HEATER |  |  | RAD | FUNCT06A-RAD
|  |  |  | CONTROL VALVE |  | CNTV | FUNCT06A-RAD.CNTV
|  |  | RETURN FAN |  |  | RFAN | FUNCT06A-RFAN
|  |  |  | MOTOR |  | MOTR | FUNCT06A-RFAN.MOTR
|  |  |  | VFD/ STARTER |  | STRT | FUNCT06A-RFAN.STRT
[5 empty] | BELT | BELT | FUNCT06A-RFAN:BELT
|  |  | SUPPLY FAN |  |  | SFAN | FUNCT06A-SFAN
|  |  |  | MOTOR |  | MOTR | FUNCT06A-SFAN.MOTR
|  |  |  | VFD/ STARTER |  | STRT | FUNCT06A-SFAN.STRT
[5 empty] | BELT | BELT | FUNCT06A-SFAN:BELT
|  |  | VARIABLE AIR VOLUME BOX (VAV) |  |  | VAVB | FUNCT06A-VAVB
|  |  |  | COOLING COIL |  | CLCL | FUNCT06A-VAVB.CLCL
|  |  |  | CONTROL VALVE |  | CNTV | FUNCT06A-VAVB.CNTV
|  |  |  | HEATING COIL |  | HTCL | FUNCT06A-VAVB.HTCL
|  |  |  | MOTOR |  | MOTR | FUNCT06A-VAVB.MOTR

## HVAC Changes
LEVEL | ACTION | HIERARCHY | HIERARCHY UPDATE | SYSTEM | SYSTEM UPDATE | SUBSYSTEM | SUBSYSTEM UPDATE | ASSET | ASSET UPDATE | CHILD ASSET | COMPONENT | COMPONENT UPDATE | SPARE PART UPDATE | ACRONYM | ACRONYM UPDATE | ADS CODE | Affected Assets | ADS CODE UPDATE | REMOVE | TB&T, PORTS | FLOW ENABLED | CONFLICT | INSTANCE | INSTANCE EXAMPLE | SCBD DATE | REFERENCE | DICTIONARY
2.SYSTEM | MODIFICATION | FUNCT | FUNCT | HVAC | HEATING, VENTILATION & AIR CONDITIONING | [8 empty] | 06 | 06 | FUNCT06 | No Assets Affected | FUNCT06 |  |  |  | 0 |  |  | 2017 |  | Maintenance Object specific systems & equipment pertaining to the functional operation of heating, ventilation & air conditioning of any indoor space or series of spaces.
3.SUBSYSTEM/INSTANCE | MODIFICATION | FUNCT | FUNCT | HVAC | HEATING, VENTILATION & AIR CONDITIONING | SINGLE UNIT | AREA SERVED | [6 empty] | A | A | FUNCT06A | No Assets Affected | FUNCT06A |  |  |  | 0 | EACH AREA SERVED ZONE | ZONE_RTAC-01S
4.ASSET | NEW |  | FUNCT |  | HEATING, VENTILATION & AIR CONDITIONING |  | AREA SERVED |  | AIR CURTAIN | [5 empty] | ACUR |  | No Assets Affected | FUNCT06A-ACUR |  |  |  | 0
6.COMPONENT | NEW |  | FUNCT |  | HEATING, VENTILATION & AIR CONDITIONING |  | AREA SERVED |  | AIR CURTAIN |  |  | COOLING COIL |  |  | CLCL |  | No Assets Affected | FUNCT06A-ACUR.CLCL |  |  |  | 0
6.COMPONENT | NEW |  | FUNCT |  | HEATING, VENTILATION & AIR CONDITIONING |  | AREA SERVED |  | AIR CURTAIN |  |  | CONTROLS |  |  | CNTL |  | No Assets Affected | FUNCT06A-ACUR.CNTL |  |  |  | 0
6.COMPONENT | NEW |  | FUNCT |  | HEATING, VENTILATION & AIR CONDITIONING |  | AREA SERVED |  | AIR CURTAIN |  |  | HEATING ELEMENT |  |  | HEMT |  | No Assets Affected | FUNCT06A-ACUR.HEMT |  |  |  | 0
6.COMPONENT | NEW |  | FUNCT |  | HEATING, VENTILATION & AIR CONDITIONING |  | AREA SERVED |  | AIR CURTAIN |  |  | HEATING COIL |  |  | HTCL |  | No Assets Affected | FUNCT06A-ACUR.HTCL |  |  |  | 0
6.COMPONENT | NEW |  | FUNCT |  | HEATING, VENTILATION & AIR CONDITIONING |  | AREA SERVED |  | AIR CURTAIN |  |  | MOTOR |  |  | MOTR |  | No Assets Affected | FUNCT06A-ACUR.MOTR |  |  |  | 0
6.COMPONENT | NEW |  | FUNCT |  | HEATING, VENTILATION & AIR CONDITIONING |  | AREA SERVED |  | AIR CURTAIN |  |  | SUPPLY FAN |  |  | SFAN |  | No Assets Affected | FUNCT06A-ACUR.SFAN |  |  |  | 0
7.SPARE PART | NEW |  | FUNCT |  | HEATING, VENTILATION & AIR CONDITIONING |  | AREA SERVED |  | AIR CURTAIN |  |  |  | BELT |  | BELT |  | No Assets Affected | FUNCT06A-ACUR:BELT |  |  |  | 0
7.SPARE PART | NEW |  | FUNCT |  | HEATING, VENTILATION & AIR CONDITIONING |  | AREA SERVED |  | AIR CURTAIN |  |  |  | FILTER |  | FLTR |  | No Assets Affected | FUNCT06A-ACUR:FLTR |  |  |  | 0
4.ASSET | MODIFICATION | FUNCT | FUNCT | HVAC | HEATING, VENTILATION & AIR CONDITIONING | MULTI-UNIT | AREA SERVED | AIR HANDLING UNIT | AIR HANDLING UNIT |  |  |  |  | AHU | AHU | FUNCT06B-AHU | 41 | FUNCT06A-AHU |  |  |  | 0
6.COMPONENT | MODIFICATION | FUNCT | FUNCT | HVAC | HEATING, VENTILATION & AIR CONDITIONING | MULTI-UNIT | AREA SERVED | AIR HANDLING UNIT | AIR HANDLING UNIT |  | COOLING COIL | COOLING COIL |  | CLCL | CLCL | FUNCT06B-AHU.CLCL | No Assets Affected | FUNCT06A-AHU.CLCL |  |  |  | 0
6.COMPONENT | MODIFICATION | FUNCT | FUNCT | HVAC | HEATING, VENTILATION & AIR CONDITIONING | MULTI-UNIT | AREA SERVED | AIR HANDLING UNIT | AIR HANDLING UNIT | CONTROL PANEL |  | CONTROLS |  | CLPL | CNTL | FUNCT06B-AHU-CLPL | 5 | FUNCT06A-AHU.CNTL |  |  |  | 0
6.COMPONENT | NEW |  | FUNCT |  | HEATING, VENTILATION & AIR CONDITIONING |  | AREA SERVED |  | AIR HANDLING UNIT |  |  | CONTROL VALVE |  |  | CNTV |  | No Assets Affected | FUNCT06A-AHU.CNTV |  |  |  | 1
6.COMPONENT | MODIFICATION | FUNCT | FUNCT | HVAC | HEATING, VENTILATION & AIR CONDITIONING | MULTI-UNIT | AREA SERVED | CONDENSATE PUMP | AIR HANDLING UNIT |  |  | CONDENSATE PUMP |  | CPUMP | CPUMP | FUNCT06B-CPUMP | 12 | FUNCT06A-AHU.CPUMP |  |  |  | 0
6.COMPONENT | NEW |  | FUNCT |  | HEATING, VENTILATION & AIR CONDITIONING |  | AREA SERVED |  | AIR HANDLING UNIT |  |  | DAMPER |  |  | DAMP |  | No Assets Affected | FUNCT06A-AHU.DAMP |  |  |  | 0
6.COMPONENT | NEW |  | FUNCT |  | HEATING, VENTILATION & AIR CONDITIONING |  | AREA SERVED |  | AIR HANDLING UNIT |  |  | DEHUMIDIFER |  |  | DEHU |  | No Assets Affected | FUNCT06A-AHU.DEHU |  |  |  | 0
6.COMPONENT | MODIFICATION | FUNCT | FUNCT | HVAC | HEATING, VENTILATION & AIR CONDITIONING | MULTI-UNIT | AREA SERVED | AIR HANDLING UNIT | AIR HANDLING UNIT |  | ENTHALPY WHEEL | ENERGY RECOVERY UNIT |  | EWHL | EWHL | FUNCT06B-AHU.EWHL | No Assets Affected | FUNCT06A-AHU.EWHL |  |  |  | 2
6.COMPONENT | NEW |  | FUNCT |  | HEATING, VENTILATION & AIR CONDITIONING |  | AREA SERVED |  | AIR HANDLING UNIT |  |  | FREEZE PROTECTION PUMP |  |  | FZPP |  | No Assets Affected | FUNCT06A-AHU.FZPP |  |  |  | 0
6.COMPONENT | MODIFICATION | FUNCT | FUNCT | HVAC | HEATING, VENTILATION & AIR CONDITIONING | MULTI-UNIT | AREA SERVED | AIR HANDLING UNIT | AIR HANDLING UNIT |  | HEATING COIL | HEATING COIL |  | HTCL | HTCL | FUNCT06B-AHU.HTCL | No Assets Affected | FUNCT06A-AHU.HTCL |  |  |  | 0
6.COMPONENT | NEW |  | FUNCT |  | HEATING, VENTILATION & AIR CONDITIONING |  | AREA SERVED |  | AIR HANDLING UNIT |  |  | HUMIDIFIER |  |  | HUMI |  | No Assets Affected | FUNCT06A-AHU.HUMI |  |  |  | 0
6.COMPONENT | NEW |  | FUNCT |  | HEATING, VENTILATION & AIR CONDITIONING |  | AREA SERVED |  | AIR HANDLING UNIT |  |  | MOTOR |  |  | MOTR |  | No Assets Affected | FUNCT06A-AHU.MOTR |  |  |  | 0
6.COMPONENT | NEW |  | FUNCT |  | HEATING, VENTILATION & AIR CONDITIONING |  | AREA SERVED |  | AIR HANDLING UNIT |  |  | PIPE |  |  | PIPE |  | No Assets Affected | FUNCT06A-AHU.PIPE |  |  |  | 0
6.COMPONENT | MODIFICATION | FUNCT | FUNCT | HVAC | HEATING, VENTILATION & AIR CONDITIONING | MULTI-UNIT | AREA SERVED | AIR HANDLING UNIT | AIR HANDLING UNIT |  | RETURN FAN | RETURN FAN |  | RFAN | RFAN | FUNCT06B-AHU.RFAN | No Assets Affected | FUNCT06A-AHU.RFAN |  |  |  | 0
6.COMPONENT | MODIFICATION | FUNCT | FUNCT | HVAC | HEATING, VENTILATION & AIR CONDITIONING | MULTI-UNIT | AREA SERVED | AIR HANDLING UNIT | AIR HANDLING UNIT |  | SUPPLY AIR FAN | SUPPLY FAN |  | SAF | SFAN | FUNCT06B-AHU.SAF | No Assets Affected | FUNCT06A-AHU.SFAN |  |  |  | 0
6.COMPONENT | NEW |  | FUNCT |  | HEATING, VENTILATION & AIR CONDITIONING |  | AREA SERVED |  | AIR HANDLING UNIT |  |  | VFD/ STARTER |  |  | STRT |  | No Assets Affected | FUNCT06A-AHU.STRT |  |  |  | 0
7.SPARE PART | NEW |  | FUNCT |  | HEATING, VENTILATION & AIR CONDITIONING |  | AREA SERVED |  | AIR HANDLING UNIT |  |  |  | BELT |  | BELT |  | No Assets Affected | FUNCT06A-AHU:BELT |  |  |  | 0
7.SPARE PART | MODIFICATION | FUNCT | FUNCT | HVAC | HEATING, VENTILATION & AIR CONDITIONING | MULTI-UNIT | AREA SERVED | AIR HANDLING UNIT | AIR HANDLING UNIT |  | FILTER BANK |  | FILTER | FLTB | FLTR | FUNCT06B-AHU.FLTB | No Assets Affected | FUNCT06A-AHU:FLTR |  |  |  | 0
4.ASSET | NEW |  | FUNCT |  | HEATING, VENTILATION & AIR CONDITIONING |  | AREA SERVED |  | CEILING FAN | [5 empty] | CFAN |  | No Assets Affected | FUNCT06A-CFAN |  |  |  | 0
4.ASSET | MODIFICATION | FUNCT | FUNCT | HVAC | HEATING, VENTILATION & AIR CONDITIONING | MULTI-UNIT | AREA SERVED | CONDENSER | CONDENSER |  |  |  |  | COND | COND | FUNCT06B-COND | No Assets Affected | FUNCT06A-COND |  |  |  | 0
6.COMPONENT | NEW |  | FUNCT |  | HEATING, VENTILATION & AIR CONDITIONING |  | AREA SERVED |  | CONDENSER |  |  | CONDENSER COIL |  |  | CDSC |  | No Assets Affected | FUNCT06A-COND.CDSC |  |  |  | 0
6.COMPONENT | NEW |  | FUNCT |  | HEATING, VENTILATION & AIR CONDITIONING |  | AREA SERVED |  | CONDENSER |  |  | COMPRESSOR |  |  | CMPR |  | No Assets Affected | FUNCT06A-COND.CMPR |  |  |  | 0
6.COMPONENT | NEW |  | FUNCT |  | HEATING, VENTILATION & AIR CONDITIONING |  | AREA SERVED |  | CONDENSER |  |  | CONTROLS |  |  | CNTL |  | No Assets Affected | FUNCT06A-COND.CNTL |  |  |  | 0
6.COMPONENT | NEW |  | FUNCT |  | HEATING, VENTILATION & AIR CONDITIONING |  | AREA SERVED |  | CONDENSER |  |  | CONDENSER FAN |  |  | CONF |  | No Assets Affected | FUNCT06A-COND.CONF |  |  |  | 0
6.COMPONENT | NEW |  | FUNCT |  | HEATING, VENTILATION & AIR CONDITIONING |  | AREA SERVED |  | CONDENSER |  |  | MOTOR |  |  | MOTR |  | No Assets Affected | FUNCT06A-COND.MOTR |  |  |  | 0
6.COMPONENT | NEW |  | FUNCT |  | HEATING, VENTILATION & AIR CONDITIONING |  | AREA SERVED |  | CONDENSER |  |  | VFD/ STARTER |  |  | STRT |  | No Assets Affected | FUNCT06A-COND.STRT |  |  |  | 0
4.ASSET | NEW |  | FUNCT |  | HEATING, VENTILATION & AIR CONDITIONING |  | AREA SERVED |  | CONTROL INTERFACE | [5 empty] | CONI |  | No Assets Affected | FUNCT06A-CONI |  |  |  | 0
4.ASSET | MODIFICATION | FUNCT | FUNCT | HVAC | HEATING, VENTILATION & AIR CONDITIONING | MULTI-UNIT | AREA SERVED | DAMPER | DAMPER |  |  |  |  | DAMP | DAMP | FUNCT06B-DAMP | 100 | FUNCT06A-DAMP |  |  |  | 0
6.COMPONENT | NEW |  | FUNCT |  | HEATING, VENTILATION & AIR CONDITIONING |  | AREA SERVED |  | DAMPER |  |  | MOTOR |  |  | MOTR |  | No Assets Affected | FUNCT06A-DAMP.MOTR |  |  |  | 0
4.ASSET | MODIFICATION | FUNCT | FUNCT | HVAC | HEATING, VENTILATION & AIR CONDITIONING | MULTI-UNIT | AREA SERVED | DEHUMIDIFER | DEHUMIDIFER |  |  |  |  | DEHU | DEHU | FUNCT06B-DEHU | No Assets Affected | FUNCT06A-DEHU |  |  |  | 0
6.COMPONENT | NEW |  | FUNCT |  | HEATING, VENTILATION & AIR CONDITIONING |  | AREA SERVED |  | DEHUMIDIFER |  |  | CONTROLS |  |  | CNTL |  | No Assets Affected | FUNCT06A-DEHU.CNTL |  |  |  | 0
6.COMPONENT | NEW |  | FUNCT |  | HEATING, VENTILATION & AIR CONDITIONING |  | AREA SERVED |  | DEHUMIDIFER |  |  | DRAIN VALVE |  |  | DRNV |  | No Assets Affected | FUNCT06A-DEHU.DRNV |  |  |  | 0
4.ASSET | NEW |  | FUNCT |  | HEATING, VENTILATION & AIR CONDITIONING |  | AREA SERVED |  | DISCONNECT SWITCH | [5 empty] | DSCS |  | No Assets Affected | FUNCT06A-DSCS |  |  |  | 1
4.ASSET | NEW |  | FUNCT |  | HEATING, VENTILATION & AIR CONDITIONING |  | AREA SERVED |  | DETECTOR | [5 empty] | DTCT |  | No Assets Affected | FUNCT06A-DTCT |  |  |  | 0
4.ASSET | NEW |  | FUNCT |  | HEATING, VENTILATION & AIR CONDITIONING |  | AREA SERVED |  | DUCT | [5 empty] | DUCT |  | No Assets Affected | FUNCT06A-DUCT |  |  |  | 0
6.COMPONENT | NEW |  | FUNCT |  | HEATING, VENTILATION & AIR CONDITIONING |  | AREA SERVED |  | DUCT |  |  | INSULATION |  |  | INSL |  | No Assets Affected | FUNCT06A-DUCT.INSL |  |  |  | 0
4.ASSET | MODIFICATION | FUNCT | FUNCT | HVAC | HEATING, VENTILATION & AIR CONDITIONING | MULTI-UNIT | AREA SERVED | EXHAUST FAN | EXHAUST FAN |  |  |  |  | EXF | EXF | FUNCT06B-EXF | 117 | FUNCT06A-EXF |  |  |  | 0
6.COMPONENT | NEW |  | FUNCT |  | HEATING, VENTILATION & AIR CONDITIONING |  | AREA SERVED |  | EXHAUST FAN |  |  | MOTOR |  |  | MOTR |  | No Assets Affected | FUNCT06A-EXF.MOTR |  |  |  | 0
6.COMPONENT | MODIFICATION | FUNCT | FUNCT | HVAC | HEATING, VENTILATION & AIR CONDITIONING | MULTI-UNIT | AREA SERVED | EXHAUST FAN | EXHAUST FAN | MOTOR CONTROLLER |  | VFD/ STARTER |  | MTRC | STRT | FUNCT06B-EXF-MTRC | 3 | FUNCT06A-EXF.STRT |  |  |  | 0
7.SPARE PART | NEW |  | FUNCT |  | HEATING, VENTILATION & AIR CONDITIONING |  | AREA SERVED |  | EXHAUST FAN |  |  |  | BELT |  | BELT |  | No Assets Affected | FUNCT06A-EXF:BELT |  |  |  | 0
4.ASSET | MODIFICATION | FUNCT | FUNCT | HVAC | HEATING, VENTILATION & AIR CONDITIONING | MULTI-UNIT | AREA SERVED | HEATING UNIT/UNIT HEATER | UNIT HEATER |  |  |  |  | HTRU | HTRU | FUNCT06B-HTRU | 77 | FUNCT06A-HTRU |  |  |  | 2
6.COMPONENT | NEW |  | FUNCT |  | HEATING, VENTILATION & AIR CONDITIONING |  | AREA SERVED |  | UNIT HEATER |  |  | CONTROL VALVE |  |  | CNTV |  | No Assets Affected | FUNCT06A-HTRU.CNTV |  |  |  | 1
6.COMPONENT | NEW |  | FUNCT |  | HEATING, VENTILATION & AIR CONDITIONING |  | AREA SERVED |  | UNIT HEATER |  |  | HEATING COIL |  |  | HTCL |  | No Assets Affected | FUNCT06A-HTRU.HTCL |  |  |  | 0
6.COMPONENT | NEW |  | FUNCT |  | HEATING, VENTILATION & AIR CONDITIONING |  | AREA SERVED |  | UNIT HEATER |  |  | MOTOR |  |  | MOTR |  | No Assets Affected | FUNCT06A-HTRU.MOTR |  |  |  | 0
6.COMPONENT | NEW |  | FUNCT |  | HEATING, VENTILATION & AIR CONDITIONING |  | AREA SERVED |  | UNIT HEATER |  |  | SUPPLY FAN |  |  | SFAN |  | No Assets Affected | FUNCT06A-HTRU.SFAN |  |  |  | 0
7.SPARE PART | NEW |  | FUNCT |  | HEATING, VENTILATION & AIR CONDITIONING |  | AREA SERVED |  | UNIT HEATER |  |  |  | BELT |  | BELT |  | No Assets Affected | FUNCT06A-HTRU:BELT |  |  |  | 0
7.SPARE PART | NEW |  | FUNCT |  | HEATING, VENTILATION & AIR CONDITIONING |  | AREA SERVED |  | UNIT HEATER |  |  |  | FILTER |  | FLTR |  | No Assets Affected | FUNCT06A-HTRU:FLTR |  |  |  | 0
4.ASSET | MODIFICATION | FUNCT | FUNCT | HVAC | HEATING, VENTILATION & AIR CONDITIONING | MULTI-UNIT | AREA SERVED | HUMIDIFIER | HUMIDIFIER |  |  |  |  | HUMI | HUMI | FUNCT06B-HUMI | No Assets Affected | FUNCT06A-HUMI |  |  |  | 0
4.ASSET | NEW |  | FUNCT |  | HEATING, VENTILATION & AIR CONDITIONING |  | AREA SERVED |  | ISOLATION VALVES | [5 empty] | ISOV |  | No Assets Affected | FUNCT06A-ISOV |  |  |  | 0
4.ASSET | MODIFICATION | FUNCT | FUNCT | HVAC | HEATING, VENTILATION & AIR CONDITIONING | MULTI-UNIT | AREA SERVED | PACKAGED AIR HANDLING UNIT | PACKAGED AIR HANDLING UNIT |  |  |  |  | PAHU | PAHU | FUNCT06B-PAHU | No Assets Affected | FUNCT06A-PAHU |  |  |  | 0
6.COMPONENT | NEW |  | FUNCT |  | HEATING, VENTILATION & AIR CONDITIONING |  | AREA SERVED |  | PACKAGED AIR HANDLING UNIT |  |  | COMPRESSOR |  |  | CMPR |  | No Assets Affected | FUNCT06A-PAHU.CMPR |  |  |  | 0
6.COMPONENT | NEW |  | FUNCT |  | HEATING, VENTILATION & AIR CONDITIONING |  | AREA SERVED |  | PACKAGED AIR HANDLING UNIT |  |  | CONTROLS |  |  | CNTL |  | No Assets Affected | FUNCT06A-PAHU.CNTL |  |  |  | 0
6.COMPONENT | NEW |  | FUNCT |  | HEATING, VENTILATION & AIR CONDITIONING |  | AREA SERVED |  | PACKAGED AIR HANDLING UNIT |  |  | CONDENSER |  |  | COND |  | No Assets Affected | FUNCT06A-PAHU.COND |  |  |  | 0
6.COMPONENT | NEW |  | FUNCT |  | HEATING, VENTILATION & AIR CONDITIONING |  | AREA SERVED |  | PACKAGED AIR HANDLING UNIT |  |  | DX COIL |  |  | DXCL |  | No Assets Affected | FUNCT06A-PAHU.DXCL |  |  |  | 0
6.COMPONENT | NEW |  | FUNCT |  | HEATING, VENTILATION & AIR CONDITIONING |  | AREA SERVED |  | PACKAGED AIR HANDLING UNIT |  |  | GAS BURNER |  |  | GSBN |  | No Assets Affected | FUNCT06A-PAHU.GSBN |  |  |  | 0
6.COMPONENT | NEW |  | FUNCT |  | HEATING, VENTILATION & AIR CONDITIONING |  | AREA SERVED |  | PACKAGED AIR HANDLING UNIT |  |  | HEATING ELEMENT |  |  | HEMT |  | No Assets Affected | FUNCT06A-PAHU.HEMT |  |  |  | 0
6.COMPONENT | NEW |  | FUNCT |  | HEATING, VENTILATION & AIR CONDITIONING |  | AREA SERVED |  | PACKAGED AIR HANDLING UNIT |  |  | MOTOR |  |  | MOTR |  | No Assets Affected | FUNCT06A-PAHU.MOTR |  |  |  | 0
6.COMPONENT | NEW |  | FUNCT |  | HEATING, VENTILATION & AIR CONDITIONING |  | AREA SERVED |  | PACKAGED AIR HANDLING UNIT |  |  | SUPPLY FAN |  |  | SFAN |  | No Assets Affected | FUNCT06A-PAHU.SFAN |  |  |  | 0
7.SPARE PART | NEW |  | FUNCT |  | HEATING, VENTILATION & AIR CONDITIONING |  | AREA SERVED |  | PACKAGED AIR HANDLING UNIT |  |  |  | BELT |  | BELT |  | No Assets Affected | FUNCT06A-PAHU:BELT |  |  |  | 0
7.SPARE PART | NEW |  | FUNCT |  | HEATING, VENTILATION & AIR CONDITIONING |  | AREA SERVED |  | PACKAGED AIR HANDLING UNIT |  |  |  | FILTER |  | FLTR |  | No Assets Affected | FUNCT06A-PAHU:FLTR |  |  |  | 0
4.ASSET | NEW |  | FUNCT |  | HEATING, VENTILATION & AIR CONDITIONING |  | AREA SERVED |  | RADIANT HEATER | [5 empty] | RAD |  | No Assets Affected | FUNCT06A-RAD |  |  |  | 2
6.COMPONENT | NEW |  | FUNCT |  | HEATING, VENTILATION & AIR CONDITIONING |  | AREA SERVED |  | RADIANT HEATER |  |  | CONTROL VALVE |  |  | CNTV |  | No Assets Affected | FUNCT06A-RAD.CNTV |  |  |  | 1
4.ASSET | MODIFICATION | FUNCT | FUNCT | HVAC | HEATING, VENTILATION & AIR CONDITIONING | MULTI-UNIT | AREA SERVED | RETURN AIR FAN | RETURN FAN |  |  |  |  | RAF | RFAN | FUNCT06B-RAF | 3 | FUNCT06A-RFAN |  |  |  | 0
6.COMPONENT | NEW |  | FUNCT |  | HEATING, VENTILATION & AIR CONDITIONING |  | AREA SERVED |  | RETURN FAN |  |  | MOTOR |  |  | MOTR |  | No Assets Affected | FUNCT06A-RFAN.MOTR |  |  |  | 0
6.COMPONENT | MODIFICATION | FUNCT | FUNCT | HVAC | HEATING, VENTILATION & AIR CONDITIONING | MULTI-UNIT | AREA SERVED | RETURN AIR FAN | RETURN FAN | MOTOR CONTROLLER |  | VFD/ STARTER |  | MTRC | STRT | FUNCT06B-RAF-MTRC | No Assets Affected | FUNCT06A-RFAN.STRT |  |  |  | 0
7.SPARE PART | NEW |  | FUNCT |  | HEATING, VENTILATION & AIR CONDITIONING |  | AREA SERVED |  | RETURN FAN |  |  |  | BELT |  | BELT |  | No Assets Affected | FUNCT06A-RFAN:BELT |  |  |  | 0
4.ASSET | MODIFICATION | FUNCT | FUNCT | HVAC | HEATING, VENTILATION & AIR CONDITIONING | MULTI-UNIT | AREA SERVED | SUPPLY AIR FAN | SUPPLY FAN |  |  |  |  | SAF | SFAN | FUNCT06B-SAF | 2 | FUNCT06A-SFAN |  |  |  | 0
6.COMPONENT | NEW |  | FUNCT |  | HEATING, VENTILATION & AIR CONDITIONING |  | AREA SERVED |  | SUPPLY FAN |  |  | MOTOR |  |  | MOTR |  | No Assets Affected | FUNCT06A-SFAN.MOTR |  |  |  | 0
6.COMPONENT | MODIFICATION | FUNCT | FUNCT | HVAC | HEATING, VENTILATION & AIR CONDITIONING | MULTI-UNIT | AREA SERVED | SUPPLY AIR FAN | SUPPLY FAN |  | MOTOR CONTROLLER | VFD/ STARTER |  | MTRC | STRT | FUNCT06B-SAF.MTRC | No Assets Affected | FUNCT06A-SFAN.STRT |  |  |  | 0
7.SPARE PART | NEW |  | FUNCT |  | HEATING, VENTILATION & AIR CONDITIONING |  | AREA SERVED |  | SUPPLY FAN |  |  |  | BELT |  | BELT |  | No Assets Affected | FUNCT06A-SFAN:BELT |  |  |  | 0
4.ASSET | MODIFICATION | FUNCT | FUNCT | HVAC | HEATING, VENTILATION & AIR CONDITIONING | MULTI-UNIT | AREA SERVED | TERMINAL AIR UNITS (VAV/CAV BOX) (TYPE OF AHU) | VARIABLE AIR VOLUME BOX (VAV) |  |  |  |  | TAU | VAVB | FUNCT06B-TAU | 1 | FUNCT06A-VAVB |  |  |  | 0
6.COMPONENT | NEW |  | FUNCT |  | HEATING, VENTILATION & AIR CONDITIONING |  | AREA SERVED |  | VARIABLE AIR VOLUME BOX (VAV) |  |  | COOLING COIL |  |  | CLCL |  | No Assets Affected | FUNCT06A-VAVB.CLCL |  |  |  | 0
6.COMPONENT | NEW |  | FUNCT |  | HEATING, VENTILATION & AIR CONDITIONING |  | AREA SERVED |  | VARIABLE AIR VOLUME BOX (VAV) |  |  | CONTROL VALVE |  |  | CNTV |  | No Assets Affected | FUNCT06A-VAVB.CNTV |  |  |  | 1
6.COMPONENT | NEW |  | FUNCT |  | HEATING, VENTILATION & AIR CONDITIONING |  | AREA SERVED |  | VARIABLE AIR VOLUME BOX (VAV) |  |  | HEATING COIL |  |  | HTCL |  | No Assets Affected | FUNCT06A-VAVB.HTCL |  |  |  | 0
6.COMPONENT | NEW |  | FUNCT |  | HEATING, VENTILATION & AIR CONDITIONING |  | AREA SERVED |  | VARIABLE AIR VOLUME BOX (VAV) |  |  | MOTOR |  |  | MOTR |  | No Assets Affected | FUNCT06A-VAVB.MOTR |  |  |  | 0

## COMMENTS
LEVEL | ACTION | HIERARCHY | HIERARCHY UPDATE | SYSTEM | SYSTEM UPDATE | SUBSYSTEM | SUBSYSTEM UPDATE | ASSET | ASSET UPDATE | CHILD ASSET | COMPONENT | COMPONENT UPDATE | SPARE PART UPDATE | ACRONYM | ACRONYM UPDATE | ADS CODE | Affected Assets | ADS CODE UPDATE | REMOVE | TB&T, PORTS | FLOW ENABLED | CONFLICT | INSTANCE | INSTANCE EXAMPLE | SCBD DATE | REFERENCE | DICTIONARY
2.SYSTEM | MODIFICATION | FUNCT | FUNCT | HVAC | HEATING, VENTILATION & AIR CONDITIONING | [8 empty] | 06 | 06 | FUNCT06 | No Assets Affected | FUNCT06 |  |  |  | 0 |  |  | 2017 |  | Maintenance Object specific systems & equipment pertaining to the functional operation of heating, ventilation & air conditioning of any indoor space or series of spaces.
3.SUBSYSTEM/INSTANCE | MODIFICATION | FUNCT | FUNCT | HVAC | HEATING, VENTILATION & AIR CONDITIONING | SINGLE UNIT | AREA SERVED | [6 empty] | A | A | FUNCT06A | No Assets Affected | FUNCT06A |  |  |  | 0 | EACH AREA SERVED ZONE | ZONE_RTAC-01S
4.ASSET | NEW |  | FUNCT |  | HEATING, VENTILATION & AIR CONDITIONING |  | AREA SERVED |  | AIR CURTAIN | [5 empty] | ACUR |  | No Assets Affected | FUNCT06A-ACUR |  |  |  | 0
6.COMPONENT | NEW |  | FUNCT |  | HEATING, VENTILATION & AIR CONDITIONING |  | AREA SERVED |  | AIR CURTAIN |  |  | COOLING COIL |  |  | CLCL |  | No Assets Affected | FUNCT06A-ACUR.CLCL |  |  |  | 0
6.COMPONENT | NEW |  | FUNCT |  | HEATING, VENTILATION & AIR CONDITIONING |  | AREA SERVED |  | AIR CURTAIN |  |  | CONTROLS |  |  | CNTL |  | No Assets Affected | FUNCT06A-ACUR.CNTL |  |  |  | 0
6.COMPONENT | NEW |  | FUNCT |  | HEATING, VENTILATION & AIR CONDITIONING |  | AREA SERVED |  | AIR CURTAIN |  |  | HEATING ELEMENT |  |  | HEMT |  | No Assets Affected | FUNCT06A-ACUR.HEMT |  |  |  | 0
6.COMPONENT | NEW |  | FUNCT |  | HEATING, VENTILATION & AIR CONDITIONING |  | AREA SERVED |  | AIR CURTAIN |  |  | HEATING COIL |  |  | HTCL |  | No Assets Affected | FUNCT06A-ACUR.HTCL |  |  |  | 0
6.COMPONENT | NEW |  | FUNCT |  | HEATING, VENTILATION & AIR CONDITIONING |  | AREA SERVED |  | AIR CURTAIN |  |  | MOTOR |  |  | MOTR |  | No Assets Affected | FUNCT06A-ACUR.MOTR |  |  |  | 0
6.COMPONENT | NEW |  | FUNCT |  | HEATING, VENTILATION & AIR CONDITIONING |  | AREA SERVED |  | AIR CURTAIN |  |  | SUPPLY FAN |  |  | SFAN |  | No Assets Affected | FUNCT06A-ACUR.SFAN |  |  |  | 0
7.SPARE PART | NEW |  | FUNCT |  | HEATING, VENTILATION & AIR CONDITIONING |  | AREA SERVED |  | AIR CURTAIN |  |  |  | BELT |  | BELT |  | No Assets Affected | FUNCT06A-ACUR:BELT |  |  |  | 0
7.SPARE PART | NEW |  | FUNCT |  | HEATING, VENTILATION & AIR CONDITIONING |  | AREA SERVED |  | AIR CURTAIN |  |  |  | FILTER |  | FLTR |  | No Assets Affected | FUNCT06A-ACUR:FLTR |  |  |  | 0
4.ASSET | MODIFICATION | FUNCT | FUNCT | HVAC | HEATING, VENTILATION & AIR CONDITIONING | MULTI-UNIT | AREA SERVED | AIR HANDLING UNIT | AIR HANDLING UNIT |  |  |  |  | AHU | AHU | FUNCT06B-AHU | 41 | FUNCT06A-AHU |  |  |  | 0
6.COMPONENT | MODIFICATION | FUNCT | FUNCT | HVAC | HEATING, VENTILATION & AIR CONDITIONING | MULTI-UNIT | AREA SERVED | AIR HANDLING UNIT | AIR HANDLING UNIT |  | COOLING COIL | COOLING COIL |  | CLCL | CLCL | FUNCT06B-AHU.CLCL | No Assets Affected | FUNCT06A-AHU.CLCL |  |  |  | 0
6.COMPONENT | MODIFICATION | FUNCT | FUNCT | HVAC | HEATING, VENTILATION & AIR CONDITIONING | MULTI-UNIT | AREA SERVED | AIR HANDLING UNIT | AIR HANDLING UNIT | CONTROL PANEL |  | CONTROLS |  | CLPL | CNTL | FUNCT06B-AHU-CLPL | 5 | FUNCT06A-AHU.CNTL |  |  |  | 0
6.COMPONENT | NEW |  | FUNCT |  | HEATING, VENTILATION & AIR CONDITIONING |  | AREA SERVED |  | AIR HANDLING UNIT |  |  | CONTROL VALVE |  |  | CNTV |  | No Assets Affected | FUNCT06A-AHU.CNTV |  |  |  | 1
6.COMPONENT | MODIFICATION | FUNCT | FUNCT | HVAC | HEATING, VENTILATION & AIR CONDITIONING | MULTI-UNIT | AREA SERVED | CONDENSATE PUMP | AIR HANDLING UNIT |  |  | CONDENSATE PUMP |  | CPUMP | CPUMP | FUNCT06B-CPUMP | 12 | FUNCT06A-AHU.CPUMP |  |  |  | 0
6.COMPONENT | NEW |  | FUNCT |  | HEATING, VENTILATION & AIR CONDITIONING |  | AREA SERVED |  | AIR HANDLING UNIT |  |  | DAMPER |  |  | DAMP |  | No Assets Affected | FUNCT06A-AHU.DAMP |  |  |  | 0
6.COMPONENT | NEW |  | FUNCT |  | HEATING, VENTILATION & AIR CONDITIONING |  | AREA SERVED |  | AIR HANDLING UNIT |  |  | DEHUMIDIFER |  |  | DEHU |  | No Assets Affected | FUNCT06A-AHU.DEHU |  |  |  | 0
6.COMPONENT | MODIFICATION | FUNCT | FUNCT | HVAC | HEATING, VENTILATION & AIR CONDITIONING | MULTI-UNIT | AREA SERVED | AIR HANDLING UNIT | AIR HANDLING UNIT |  | ENTHALPY WHEEL | ENERGY RECOVERY UNIT |  | EWHL | EWHL | FUNCT06B-AHU.EWHL | No Assets Affected | FUNCT06A-AHU.EWHL |  |  |  | 2
6.COMPONENT | NEW |  | FUNCT |  | HEATING, VENTILATION & AIR CONDITIONING |  | AREA SERVED |  | AIR HANDLING UNIT |  |  | FREEZE PROTECTION PUMP |  |  | FZPP |  | No Assets Affected | FUNCT06A-AHU.FZPP |  |  |  | 0
6.COMPONENT | MODIFICATION | FUNCT | FUNCT | HVAC | HEATING, VENTILATION & AIR CONDITIONING | MULTI-UNIT | AREA SERVED | AIR HANDLING UNIT | AIR HANDLING UNIT |  | HEATING COIL | HEATING COIL |  | HTCL | HTCL | FUNCT06B-AHU.HTCL | No Assets Affected | FUNCT06A-AHU.HTCL |  |  |  | 0
6.COMPONENT | NEW |  | FUNCT |  | HEATING, VENTILATION & AIR CONDITIONING |  | AREA SERVED |  | AIR HANDLING UNIT |  |  | HUMIDIFIER |  |  | HUMI |  | No Assets Affected | FUNCT06A-AHU.HUMI |  |  |  | 0
6.COMPONENT | NEW |  | FUNCT |  | HEATING, VENTILATION & AIR CONDITIONING |  | AREA SERVED |  | AIR HANDLING UNIT |  |  | MOTOR |  |  | MOTR |  | No Assets Affected | FUNCT06A-AHU.MOTR |  |  |  | 0
6.COMPONENT | NEW |  | FUNCT |  | HEATING, VENTILATION & AIR CONDITIONING |  | AREA SERVED |  | AIR HANDLING UNIT |  |  | PIPE |  |  | PIPE |  | No Assets Affected | FUNCT06A-AHU.PIPE |  |  |  | 0
6.COMPONENT | MODIFICATION | FUNCT | FUNCT | HVAC | HEATING, VENTILATION & AIR CONDITIONING | MULTI-UNIT | AREA SERVED | AIR HANDLING UNIT | AIR HANDLING UNIT |  | RETURN FAN | RETURN FAN |  | RFAN | RFAN | FUNCT06B-AHU.RFAN | No Assets Affected | FUNCT06A-AHU.RFAN |  |  |  | 0
6.COMPONENT | MODIFICATION | FUNCT | FUNCT | HVAC | HEATING, VENTILATION & AIR CONDITIONING | MULTI-UNIT | AREA SERVED | AIR HANDLING UNIT | AIR HANDLING UNIT |  | SUPPLY AIR FAN | SUPPLY FAN |  | SAF | SFAN | FUNCT06B-AHU.SAF | No Assets Affected | FUNCT06A-AHU.SFAN |  |  |  | 0
6.COMPONENT | NEW |  | FUNCT |  | HEATING, VENTILATION & AIR CONDITIONING |  | AREA SERVED |  | AIR HANDLING UNIT |  |  | VFD/ STARTER |  |  | STRT |  | No Assets Affected | FUNCT06A-AHU.STRT |  |  |  | 0
7.SPARE PART | NEW |  | FUNCT |  | HEATING, VENTILATION & AIR CONDITIONING |  | AREA SERVED |  | AIR HANDLING UNIT |  |  |  | BELT |  | BELT |  | No Assets Affected | FUNCT06A-AHU:BELT |  |  |  | 0
7.SPARE PART | MODIFICATION | FUNCT | FUNCT | HVAC | HEATING, VENTILATION & AIR CONDITIONING | MULTI-UNIT | AREA SERVED | AIR HANDLING UNIT | AIR HANDLING UNIT |  | FILTER BANK |  | FILTER | FLTB | FLTR | FUNCT06B-AHU.FLTB | No Assets Affected | FUNCT06A-AHU:FLTR |  |  |  | 0
4.ASSET | NEW |  | FUNCT |  | HEATING, VENTILATION & AIR CONDITIONING |  | AREA SERVED |  | CEILING FAN | [5 empty] | CFAN |  | No Assets Affected | FUNCT06A-CFAN |  |  |  | 0
4.ASSET | MODIFICATION | FUNCT | FUNCT | HVAC | HEATING, VENTILATION & AIR CONDITIONING | MULTI-UNIT | AREA SERVED | CONDENSER | CONDENSER |  |  |  |  | COND | COND | FUNCT06B-COND | No Assets Affected | FUNCT06A-COND |  |  |  | 0
6.COMPONENT | NEW |  | FUNCT |  | HEATING, VENTILATION & AIR CONDITIONING |  | AREA SERVED |  | CONDENSER |  |  | CONDENSER COIL |  |  | CDSC |  | No Assets Affected | FUNCT06A-COND.CDSC |  |  |  | 0
6.COMPONENT | NEW |  | FUNCT |  | HEATING, VENTILATION & AIR CONDITIONING |  | AREA SERVED |  | CONDENSER |  |  | COMPRESSOR |  |  | CMPR |  | No Assets Affected | FUNCT06A-COND.CMPR |  |  |  | 0
6.COMPONENT | NEW |  | FUNCT |  | HEATING, VENTILATION & AIR CONDITIONING |  | AREA SERVED |  | CONDENSER |  |  | CONTROLS |  |  | CNTL |  | No Assets Affected | FUNCT06A-COND.CNTL |  |  |  | 0
6.COMPONENT | NEW |  | FUNCT |  | HEATING, VENTILATION & AIR CONDITIONING |  | AREA SERVED |  | CONDENSER |  |  | CONDENSER FAN |  |  | CONF |  | No Assets Affected | FUNCT06A-COND.CONF |  |  |  | 0
6.COMPONENT | NEW |  | FUNCT |  | HEATING, VENTILATION & AIR CONDITIONING |  | AREA SERVED |  | CONDENSER |  |  | MOTOR |  |  | MOTR |  | No Assets Affected | FUNCT06A-COND.MOTR |  |  |  | 0
6.COMPONENT | NEW |  | FUNCT |  | HEATING, VENTILATION & AIR CONDITIONING |  | AREA SERVED |  | CONDENSER |  |  | VFD/ STARTER |  |  | STRT |  | No Assets Affected | FUNCT06A-COND.STRT |  |  |  | 0
4.ASSET | NEW |  | FUNCT |  | HEATING, VENTILATION & AIR CONDITIONING |  | AREA SERVED |  | CONTROL INTERFACE | [5 empty] | CONI |  | No Assets Affected | FUNCT06A-CONI |  |  |  | 0
4.ASSET | MODIFICATION | FUNCT | FUNCT | HVAC | HEATING, VENTILATION & AIR CONDITIONING | MULTI-UNIT | AREA SERVED | DAMPER | DAMPER |  |  |  |  | DAMP | DAMP | FUNCT06B-DAMP | 100 | FUNCT06A-DAMP |  |  |  | 0
6.COMPONENT | NEW |  | FUNCT |  | HEATING, VENTILATION & AIR CONDITIONING |  | AREA SERVED |  | DAMPER |  |  | MOTOR |  |  | MOTR |  | No Assets Affected | FUNCT06A-DAMP.MOTR |  |  |  | 0
4.ASSET | MODIFICATION | FUNCT | FUNCT | HVAC | HEATING, VENTILATION & AIR CONDITIONING | MULTI-UNIT | AREA SERVED | DEHUMIDIFER | DEHUMIDIFER |  |  |  |  | DEHU | DEHU | FUNCT06B-DEHU | No Assets Affected | FUNCT06A-DEHU |  |  |  | 0
6.COMPONENT | NEW |  | FUNCT |  | HEATING, VENTILATION & AIR CONDITIONING |  | AREA SERVED |  | DEHUMIDIFER |  |  | CONTROLS |  |  | CNTL |  | No Assets Affected | FUNCT06A-DEHU.CNTL |  |  |  | 0
6.COMPONENT | NEW |  | FUNCT |  | HEATING, VENTILATION & AIR CONDITIONING |  | AREA SERVED |  | DEHUMIDIFER |  |  | DRAIN VALVE |  |  | DRNV |  | No Assets Affected | FUNCT06A-DEHU.DRNV |  |  |  | 0
4.ASSET | NEW |  | FUNCT |  | HEATING, VENTILATION & AIR CONDITIONING |  | AREA SERVED |  | DISCONNECT SWITCH | [5 empty] | DSCS |  | No Assets Affected | FUNCT06A-DSCS |  |  |  | 1
4.ASSET | NEW |  | FUNCT |  | HEATING, VENTILATION & AIR CONDITIONING |  | AREA SERVED |  | DETECTOR | [5 empty] | DTCT |  | No Assets Affected | FUNCT06A-DTCT |  |  |  | 0
4.ASSET | NEW |  | FUNCT |  | HEATING, VENTILATION & AIR CONDITIONING |  | AREA SERVED |  | DUCT | [5 empty] | DUCT |  | No Assets Affected | FUNCT06A-DUCT |  |  |  | 0
6.COMPONENT | NEW |  | FUNCT |  | HEATING, VENTILATION & AIR CONDITIONING |  | AREA SERVED |  | DUCT |  |  | INSULATION |  |  | INSL |  | No Assets Affected | FUNCT06A-DUCT.INSL |  |  |  | 0
4.ASSET | MODIFICATION | FUNCT | FUNCT | HVAC | HEATING, VENTILATION & AIR CONDITIONING | MULTI-UNIT | AREA SERVED | EXHAUST FAN | EXHAUST FAN |  |  |  |  | EXF | EXF | FUNCT06B-EXF | 117 | FUNCT06A-EXF |  |  |  | 0
6.COMPONENT | NEW |  | FUNCT |  | HEATING, VENTILATION & AIR CONDITIONING |  | AREA SERVED |  | EXHAUST FAN |  |  | MOTOR |  |  | MOTR |  | No Assets Affected | FUNCT06A-EXF.MOTR |  |  |  | 0
6.COMPONENT | MODIFICATION | FUNCT | FUNCT | HVAC | HEATING, VENTILATION & AIR CONDITIONING | MULTI-UNIT | AREA SERVED | EXHAUST FAN | EXHAUST FAN | MOTOR CONTROLLER |  | VFD/ STARTER |  | MTRC | STRT | FUNCT06B-EXF-MTRC | 3 | FUNCT06A-EXF.STRT |  |  |  | 0
7.SPARE PART | NEW |  | FUNCT |  | HEATING, VENTILATION & AIR CONDITIONING |  | AREA SERVED |  | EXHAUST FAN |  |  |  | BELT |  | BELT |  | No Assets Affected | FUNCT06A-EXF:BELT |  |  |  | 0
4.ASSET | MODIFICATION | FUNCT | FUNCT | HVAC | HEATING, VENTILATION & AIR CONDITIONING | MULTI-UNIT | AREA SERVED | HEATING UNIT/UNIT HEATER | UNIT HEATER |  |  |  |  | HTRU | HTRU | FUNCT06B-HTRU | 77 | FUNCT06A-HTRU |  |  |  | 2
6.COMPONENT | NEW |  | FUNCT |  | HEATING, VENTILATION & AIR CONDITIONING |  | AREA SERVED |  | UNIT HEATER |  |  | CONTROL VALVE |  |  | CNTV |  | No Assets Affected | FUNCT06A-HTRU.CNTV |  |  |  | 1
6.COMPONENT | NEW |  | FUNCT |  | HEATING, VENTILATION & AIR CONDITIONING |  | AREA SERVED |  | UNIT HEATER |  |  | HEATING COIL |  |  | HTCL |  | No Assets Affected | FUNCT06A-HTRU.HTCL |  |  |  | 0
6.COMPONENT | NEW |  | FUNCT |  | HEATING, VENTILATION & AIR CONDITIONING |  | AREA SERVED |  | UNIT HEATER |  |  | MOTOR |  |  | MOTR |  | No Assets Affected | FUNCT06A-HTRU.MOTR |  |  |  | 0
6.COMPONENT | NEW |  | FUNCT |  | HEATING, VENTILATION & AIR CONDITIONING |  | AREA SERVED |  | UNIT HEATER |  |  | SUPPLY FAN |  |  | SFAN |  | No Assets Affected | FUNCT06A-HTRU.SFAN |  |  |  | 0
7.SPARE PART | NEW |  | FUNCT |  | HEATING, VENTILATION & AIR CONDITIONING |  | AREA SERVED |  | UNIT HEATER |  |  |  | BELT |  | BELT |  | No Assets Affected | FUNCT06A-HTRU:BELT |  |  |  | 0
7.SPARE PART | NEW |  | FUNCT |  | HEATING, VENTILATION & AIR CONDITIONING |  | AREA SERVED |  | UNIT HEATER |  |  |  | FILTER |  | FLTR |  | No Assets Affected | FUNCT06A-HTRU:FLTR |  |  |  | 0
4.ASSET | MODIFICATION | FUNCT | FUNCT | HVAC | HEATING, VENTILATION & AIR CONDITIONING | MULTI-UNIT | AREA SERVED | HUMIDIFIER | HUMIDIFIER |  |  |  |  | HUMI | HUMI | FUNCT06B-HUMI | No Assets Affected | FUNCT06A-HUMI |  |  |  | 0
4.ASSET | NEW |  | FUNCT |  | HEATING, VENTILATION & AIR CONDITIONING |  | AREA SERVED |  | ISOLATION VALVES | [5 empty] | ISOV |  | No Assets Affected | FUNCT06A-ISOV |  |  |  | 0
4.ASSET | MODIFICATION | FUNCT | FUNCT | HVAC | HEATING, VENTILATION & AIR CONDITIONING | MULTI-UNIT | AREA SERVED | PACKAGED AIR HANDLING UNIT | PACKAGED AIR HANDLING UNIT |  |  |  |  | PAHU | PAHU | FUNCT06B-PAHU | No Assets Affected | FUNCT06A-PAHU |  |  |  | 0
6.COMPONENT | NEW |  | FUNCT |  | HEATING, VENTILATION & AIR CONDITIONING |  | AREA SERVED |  | PACKAGED AIR HANDLING UNIT |  |  | COMPRESSOR |  |  | CMPR |  | No Assets Affected | FUNCT06A-PAHU.CMPR |  |  |  | 0
6.COMPONENT | NEW |  | FUNCT |  | HEATING, VENTILATION & AIR CONDITIONING |  | AREA SERVED |  | PACKAGED AIR HANDLING UNIT |  |  | CONTROLS |  |  | CNTL |  | No Assets Affected | FUNCT06A-PAHU.CNTL |  |  |  | 0
6.COMPONENT | NEW |  | FUNCT |  | HEATING, VENTILATION & AIR CONDITIONING |  | AREA SERVED |  | PACKAGED AIR HANDLING UNIT |  |  | CONDENSER |  |  | COND |  | No Assets Affected | FUNCT06A-PAHU.COND |  |  |  | 0
6.COMPONENT | NEW |  | FUNCT |  | HEATING, VENTILATION & AIR CONDITIONING |  | AREA SERVED |  | PACKAGED AIR HANDLING UNIT |  |  | DX COIL |  |  | DXCL |  | No Assets Affected | FUNCT06A-PAHU.DXCL |  |  |  | 0
6.COMPONENT | NEW |  | FUNCT |  | HEATING, VENTILATION & AIR CONDITIONING |  | AREA SERVED |  | PACKAGED AIR HANDLING UNIT |  |  | GAS BURNER |  |  | GSBN |  | No Assets Affected | FUNCT06A-PAHU.GSBN |  |  |  | 0
6.COMPONENT | NEW |  | FUNCT |  | HEATING, VENTILATION & AIR CONDITIONING |  | AREA SERVED |  | PACKAGED AIR HANDLING UNIT |  |  | HEATING ELEMENT |  |  | HEMT |  | No Assets Affected | FUNCT06A-PAHU.HEMT |  |  |  | 0
6.COMPONENT | NEW |  | FUNCT |  | HEATING, VENTILATION & AIR CONDITIONING |  | AREA SERVED |  | PACKAGED AIR HANDLING UNIT |  |  | MOTOR |  |  | MOTR |  | No Assets Affected | FUNCT06A-PAHU.MOTR |  |  |  | 0
6.COMPONENT | NEW |  | FUNCT |  | HEATING, VENTILATION & AIR CONDITIONING |  | AREA SERVED |  | PACKAGED AIR HANDLING UNIT |  |  | SUPPLY FAN |  |  | SFAN |  | No Assets Affected | FUNCT06A-PAHU.SFAN |  |  |  | 0
7.SPARE PART | NEW |  | FUNCT |  | HEATING, VENTILATION & AIR CONDITIONING |  | AREA SERVED |  | PACKAGED AIR HANDLING UNIT |  |  |  | BELT |  | BELT |  | No Assets Affected | FUNCT06A-PAHU:BELT |  |  |  | 0
7.SPARE PART | NEW |  | FUNCT |  | HEATING, VENTILATION & AIR CONDITIONING |  | AREA SERVED |  | PACKAGED AIR HANDLING UNIT |  |  |  | FILTER |  | FLTR |  | No Assets Affected | FUNCT06A-PAHU:FLTR |  |  |  | 0
4.ASSET | NEW |  | FUNCT |  | HEATING, VENTILATION & AIR CONDITIONING |  | AREA SERVED |  | RADIANT HEATER | [5 empty] | RAD |  | No Assets Affected | FUNCT06A-RAD |  |  |  | 2
6.COMPONENT | NEW |  | FUNCT |  | HEATING, VENTILATION & AIR CONDITIONING |  | AREA SERVED |  | RADIANT HEATER |  |  | CONTROL VALVE |  |  | CNTV |  | No Assets Affected | FUNCT06A-RAD.CNTV |  |  |  | 1
4.ASSET | MODIFICATION | FUNCT | FUNCT | HVAC | HEATING, VENTILATION & AIR CONDITIONING | MULTI-UNIT | AREA SERVED | RETURN AIR FAN | RETURN FAN |  |  |  |  | RAF | RFAN | FUNCT06B-RAF | 3 | FUNCT06A-RFAN |  |  |  | 0
6.COMPONENT | NEW |  | FUNCT |  | HEATING, VENTILATION & AIR CONDITIONING |  | AREA SERVED |  | RETURN FAN |  |  | MOTOR |  |  | MOTR |  | No Assets Affected | FUNCT06A-RFAN.MOTR |  |  |  | 0
6.COMPONENT | MODIFICATION | FUNCT | FUNCT | HVAC | HEATING, VENTILATION & AIR CONDITIONING | MULTI-UNIT | AREA SERVED | RETURN AIR FAN | RETURN FAN | MOTOR CONTROLLER |  | VFD/ STARTER |  | MTRC | STRT | FUNCT06B-RAF-MTRC | No Assets Affected | FUNCT06A-RFAN.STRT |  |  |  | 0
7.SPARE PART | NEW |  | FUNCT |  | HEATING, VENTILATION & AIR CONDITIONING |  | AREA SERVED |  | RETURN FAN |  |  |  | BELT |  | BELT |  | No Assets Affected | FUNCT06A-RFAN:BELT |  |  |  | 0
4.ASSET | MODIFICATION | FUNCT | FUNCT | HVAC | HEATING, VENTILATION & AIR CONDITIONING | MULTI-UNIT | AREA SERVED | SUPPLY AIR FAN | SUPPLY FAN |  |  |  |  | SAF | SFAN | FUNCT06B-SAF | 2 | FUNCT06A-SFAN |  |  |  | 0
6.COMPONENT | NEW |  | FUNCT |  | HEATING, VENTILATION & AIR CONDITIONING |  | AREA SERVED |  | SUPPLY FAN |  |  | MOTOR |  |  | MOTR |  | No Assets Affected | FUNCT06A-SFAN.MOTR |  |  |  | 0
6.COMPONENT | MODIFICATION | FUNCT | FUNCT | HVAC | HEATING, VENTILATION & AIR CONDITIONING | MULTI-UNIT | AREA SERVED | SUPPLY AIR FAN | SUPPLY FAN |  | MOTOR CONTROLLER | VFD/ STARTER |  | MTRC | STRT | FUNCT06B-SAF.MTRC | No Assets Affected | FUNCT06A-SFAN.STRT |  |  |  | 0
7.SPARE PART | NEW |  | FUNCT |  | HEATING, VENTILATION & AIR CONDITIONING |  | AREA SERVED |  | SUPPLY FAN |  |  |  | BELT |  | BELT |  | No Assets Affected | FUNCT06A-SFAN:BELT |  |  |  | 0
4.ASSET | MODIFICATION | FUNCT | FUNCT | HVAC | HEATING, VENTILATION & AIR CONDITIONING | MULTI-UNIT | AREA SERVED | TERMINAL AIR UNITS (VAV/CAV BOX) (TYPE OF AHU) | VARIABLE AIR VOLUME BOX (VAV) |  |  |  |  | TAU | VAVB | FUNCT06B-TAU | 1 | FUNCT06A-VAVB |  |  |  | 0
6.COMPONENT | NEW |  | FUNCT |  | HEATING, VENTILATION & AIR CONDITIONING |  | AREA SERVED |  | VARIABLE AIR VOLUME BOX (VAV) |  |  | COOLING COIL |  |  | CLCL |  | No Assets Affected | FUNCT06A-VAVB.CLCL |  |  |  | 0
6.COMPONENT | NEW |  | FUNCT |  | HEATING, VENTILATION & AIR CONDITIONING |  | AREA SERVED |  | VARIABLE AIR VOLUME BOX (VAV) |  |  | CONTROL VALVE |  |  | CNTV |  | No Assets Affected | FUNCT06A-VAVB.CNTV |  |  |  | 1
6.COMPONENT | NEW |  | FUNCT |  | HEATING, VENTILATION & AIR CONDITIONING |  | AREA SERVED |  | VARIABLE AIR VOLUME BOX (VAV) |  |  | HEATING COIL |  |  | HTCL |  | No Assets Affected | FUNCT06A-VAVB.HTCL |  |  |  | 0
6.COMPONENT | NEW |  | FUNCT |  | HEATING, VENTILATION & AIR CONDITIONING |  | AREA SERVED |  | VARIABLE AIR VOLUME BOX (VAV) |  |  | MOTOR |  |  | MOTR |  | No Assets Affected | FUNCT06A-VAVB.MOTR |  |  |  | 0
Note on H3: [Threaded comment] Your version of Excel allows you to read this threaded comment; however, any edits to it will get removed if the file is opened in a newer version of Excel. Learn more: https://go.microsoft.com/fwlink/?linkid=870924 Comment: This is the wrong direction. The area served is not a function of the classification, and is wholly incorrect. single/multi has utility, this does not.
Note on J53: [Threaded comment] Your version of Excel allows you to read this threaded comment; however, any edits to it will get removed if the file is opened in a newer version of Excel. Learn more: https://go.microsoft.com/fwlink/?linkid=870924 Comment: parent should be heater, then children unit and radiant with specific attributes for either
Note on J62: [Threaded comment] Your version of Excel allows you to read this threaded comment; however, any edits to it will get removed if the file is opened in a newer version of Excel. Learn more: https://go.microsoft.com/fwlink/?linkid=870924 Comment: This and AHU above strongly imply a classification above for all AHUs, with a child class for packaged AHUs with only the differences. This needs to be reworked so people can define AHU attributes common to both, then specify package versus non-pkg attributes if needed,
Note on J75: [Threaded comment] Your version of Excel allows you to read this threaded comment; however, any edits to it will get removed if the file is opened in a newer version of Excel. Learn more: https://go.microsoft.com/fwlink/?linkid=870924 Comment: parent should be fan with children exhaust, supply (if return is an industry term, cite source then accept)

## Original (ARID)
[9 empty] | ORG ID | SITE | ASSET | DESCRIPTION | LOCATION | SYSTEM_CODE | COMPONENT CODE | PERSON GROUP | DEPT/SVC | MAINTAINED BY | OWNED BY | OPERATED BY | IS PRIMARY? | PUBLIC FACING ASSET | IS RUNNING? | LINEAR | STATUS | STATUS DATE? | PURCHASE PRICE | REPLACEMENT COST | BUDGET COST | YEAR_TO_DATE_COST | TOTAL COST | CRITICALITY | ASSET CONDITION | EXPECTED LIFE (YRS) | CLASS STRUCTURE ID | ALIAS | ALIAS DESCRIPTION | EQUIPMENT SITE | PARENT | ASSET TAG | DETAILS | ACCESSIBILITY | ASSET TYPE | FAILURE CLASS | GL ACCOUNT | ADDRESS CODE | MANUFACTURER | MODEL | SERIAL # | VENDOR | INSTALLATION DATE | ESTIMATED EOL | WARRANTY EXPIRATION DATE | PFA CATEGORY | REQUIRES PFA REPORTING | REPAIR LIMIT (%) | CERTIFICATION ON FILE? | DATE COMMISSIONED | DATE MANUFACTURED | DATE PURCHASED | GRANT NUMBER | GRANT SOURCE | DIRECTION | LRM | START MEASURE | END MEASURE
HIERARCHY | SYSTEM | SUBSYSTEM | ASSET | CHILDASSET | COMPONENT | ACRONYM | SYSTEMCODE | COMPONENTCODE | R | R | R | R | R | R | R | R | R | R | R | R | R | R | R | R | R | R | R | R | R | R | R | R | R | R | R | R | R | R | R | R | R | R | R | R | R | R | R | R | R | R | R | R | R | R | R | R | R | R | R | R | R | R | R | R | R | R
FUNCT | HVAC |  |  |  |  | 06
|  | SINGLE UNIT |  |  |  | A
|  |  | AIR CURTAIN |  |  | ACUR | FUNCT06A | ACUR | 1 | 1 | 1 | 1 | 1 | 1 | 1 | 1 | 1 | 1 | 1 | 1 | 1 | 1 | 1 | 1 | 1 | 1 | 1 | 1 | 1 | 1 | 1 | 1 | 1 | 1 | 1 | 1 | 1 | 1 | 1 | 1 | 1 | 1 | 1 | 1 | 1 | 1 | 1 | 1 | 1 | 1 | 1 | 1 | 1 | 1 | 1 | 1 | 1 | 1 | 1 | 1 | 1 | 1 | 1 | 1 | 1 | 1
|  |  | AIR HANDLING UNIT |  |  | AHU | FUNCT06A | AHU | 1 | 1 | 1 | 1 | 1 | 1 | 1 | 1 | 1 | 1 | 1 | 1 | 1 | 1 | 1 | 1 | 1 | 1 | 1 | 1 | 1 | 1 | 1 | 1 | 1 | 1 | 1 | 1 | 1 | 1 | 1 | 1 | 1 | 1 | 1 | 1 | 1 | 1 | 1 | 1 | 1 | 1 | 1 | 1 | 1 | 1 | 1 | 1 | 1 | 1 | 1 | 1 | 1 | 1 | 1 | 1 | 1 | 1
[5 empty] | CONDENSER | COND | FUNCT06A | AHU.COND
[5 empty] | FILTER BANK | FLTB | FUNCT06A | AHU.FLTB
[5 empty] | THERMOSTAT | TSTAT | FUNCT06A | AHU.TSTAT
|  |  |  | COMPRESSOR |  | CMPR | FUNCT06A | AHU-CMPR | 1 | 1 | 1 | 1 | 1 | 1 | 1 | 1 | 1 | 1 | 1 | 1 | 1 | 1 | 1 | 1 | 1 | 1 | 1 | 1 | 1 | 1 | 1 | 1 | 1 | 1 | 1 | 1 | 1 | 1 | 1 | 1 | 1 | 1 | 1 | 1 | 1 | 1 | 1 | 1 | 1 | 1 | 1 | 1 | 1 | 1 | 1 | 1 | 1 | 1 | 1 | 1 | 1 | 1 | 1 | 1 | 1 | 1
|  |  |  | CONDENSER |  | COND | FUNCT06A | AHU-COND | 1 | 1 | 1 | 1 | 1 | 1 | 1 | 1 | 1 | 1 | 1 | 1 | 1 | 1 | 1 | 1 | 1 | 1 | 1 | 1 | 1 | 1 | 1 | 1 | 1 | 1 | 1 | 1 | 1 | 1 | 1 | 1 | 1 | 1 | 1 | 1 | 1 | 1 | 1 | 1 | 1 | 1 | 1 | 1 | 1 | 1 | 1 | 1 | 1 | 1 | 1 | 1 | 1 | 1 | 1 | 1 | 1 | 1
|  |  |  | FILTER BANK |  | FLTB | FUNCT06A | AHU-FLTB | 1 | 1 | 1 | 1 | 1 | 1 | 1 | 1 | 1 | 1 | 1 | 1 | 1 | 1 | 1 | 1 | 1 | 1 | 1 | 1 | 1 | 1 | 1 | 1 | 1 | 1 | 1 | 1 | 1 | 1 | 1 | 1 | 1 | 1 | 1 | 1 | 1 | 1 | 1 | 1 | 1 | 1 | 1 | 1 | 1 | 1 | 1 | 1 | 1 | 1 | 1 | 1 | 1 | 1 | 1 | 1 | 1 | 1
|  |  |  | COOLING COIL |  | CLCL | FUNCT06A | AHU-CLCL | 1 | 1 | 1 | 1 | 1 | 1 | 1 | 1 | 1 | 1 | 1 | 1 | 1 | 1 | 1 | 1 | 1 | 1 | 1 | 1 | 1 | 1 | 1 | 1 | 1 | 1 | 1 | 1 | 1 | 1 | 1 | 1 | 1 | 1 | 1 | 1 | 1 | 1 | 1 | 1 | 1 | 1 | 1 | 1 | 1 | 1 | 1 | 1 | 1 | 1 | 1 | 1 | 1 | 1 | 1 | 1 | 1 | 1
|  |  |  | HEATING COIL |  | HTCL | FUNCT06A | AHU-HTCL | 1 | 1 | 1 | 1 | 1 | 1 | 1 | 1 | 1 | 1 | 1 | 1 | 1 | 1 | 1 | 1 | 1 | 1 | 1 | 1 | 1 | 1 | 1 | 1 | 1 | 1 | 1 | 1 | 1 | 1 | 1 | 1 | 1 | 1 | 1 | 1 | 1 | 1 | 1 | 1 | 1 | 1 | 1 | 1 | 1 | 1 | 1 | 1 | 1 | 1 | 1 | 1 | 1 | 1 | 1 | 1 | 1 | 1
|  |  |  | DAMPER |  | DAMP | FUNCT06A | AHU-DAMP | 1 | 1 | 1 | 1 | 1 | 1 | 1 | 1 | 1 | 1 | 1 | 1 | 1 | 1 | 1 | 1 | 1 | 1 | 1 | 1 | 1 | 1 | 1 | 1 | 1 | 1 | 1 | 1 | 1 | 1 | 1 | 1 | 1 | 1 | 1 | 1 | 1 | 1 | 1 | 1 | 1 | 1 | 1 | 1 | 1 | 1 | 1 | 1 | 1 | 1 | 1 | 1 | 1 | 1 | 1 | 1 | 1 | 1
|  |  |  | SUPPLY AIR FAN |  | SAF | FUNCT06A | AHU-SAF | 1 | 1 | 1 | 1 | 1 | 1 | 1 | 1 | 1 | 1 | 1 | 1 | 1 | 1 | 1 | 1 | 1 | 1 | 1 | 1 | 1 | 1 | 1 | 1 | 1 | 1 | 1 | 1 | 1 | 1 | 1 | 1 | 1 | 1 | 1 | 1 | 1 | 1 | 1 | 1 | 1 | 1 | 1 | 1 | 1 | 1 | 1 | 1 | 1 | 1 | 1 | 1 | 1 | 1 | 1 | 1 | 1 | 1
|  |  |  | CONTROL PANEL |  | CLPL | FUNCT06A | AHU-CLPL | 1 | 1 | 1 | 1 | 1 | 1 | 1 | 1 | 1 | 1 | 1 | 1 | 1 | 1 | 1 | 1 | 1 | 1 | 1 | 1 | 1 | 1 | 1 | 1 | 1 | 1 | 1 | 1 | 1 | 1 | 1 | 1 | 1 | 1 | 1 | 1 | 1 | 1 | 1 | 1 | 1 | 1 | 1 | 1 | 1 | 1 | 1 | 1 | 1 | 1 | 1 | 1 | 1 | 1 | 1 | 1 | 1 | 1
|  |  | CEILING FAN |  |  | CFAN | FUNCT06A | CFAN | 1 | 1 | 1 | 1 | 1 | 1 | 1 | 1 | 1 | 1 | 1 | 1 | 1 | 1 | 1 | 1 | 1 | 1 | 1 | 1 | 1 | 1 | 1 | 1 | 1 | 1 | 1 | 1 | 1 | 1 | 1 | 1 | 1 | 1 | 1 | 1 | 1 | 1 | 1 | 1 | 1 | 1 | 1 | 1 | 1 | 1 | 1 | 1 | 1 | 1 | 1 | 1 | 1 | 1 | 1 | 1 | 1 | 1
|  |  | CONDENSER |  |  | COND | FUNCT06A | COND | 1 | 1 | 1 | 1 | 1 | 1 | 1 | 1 | 1 | 1 | 1 | 1 | 1 | 1 | 1 | 1 | 1 | 1 | 1 | 1 | 1 | 1 | 1 | 1 | 1 | 1 | 1 | 1 | 1 | 1 | 1 | 1 | 1 | 1 | 1 | 1 | 1 | 1 | 1 | 1 | 1 | 1 | 1 | 1 | 1 | 1 | 1 | 1 | 1 | 1 | 1 | 1 | 1 | 1 | 1 | 1 | 1 | 1
|  |  | CABINET UNIT HEATER (TYPE OF UNIT HEATER) |  |  | CUH | FUNCT06A | CUH | 1 | 1 | 1 | 1 | 1 | 1 | 1 | 1 | 1 | 1 | 1 | 1 | 1 | 1 | 1 | 1 | 1 | 1 | 1 | 1 | 1 | 1 | 1 | 1 | 1 | 1 | 1 | 1 | 1 | 1 | 1 | 1 | 1 | 1 | 1 | 1 | 1 | 1 | 1 | 1 | 1 | 1 | 1 | 1 | 1 | 1 | 1 | 1 | 1 | 1 | 1 | 1 | 1 | 1 | 1 | 1 | 1 | 1
|  |  | DEHUMIDIFER |  |  | DEHU | FUNCT06A | DEHU | 1 | 1 | 1 | 1 | 1 | 1 | 1 | 1 | 1 | 1 | 1 | 1 | 1 | 1 | 1 | 1 | 1 | 1 | 1 | 1 | 1 | 1 | 1 | 1 | 1 | 1 | 1 | 1 | 1 | 1 | 1 | 1 | 1 | 1 | 1 | 1 | 1 | 1 | 1 | 1 | 1 | 1 | 1 | 1 | 1 | 1 | 1 | 1 | 1 | 1 | 1 | 1 | 1 | 1 | 1 | 1 | 1 | 1
|  |  | EVAPORATOR |  |  | EVAP | FUNCT06A | EVAP | 1 | 1 | 1 | 1 | 1 | 1 | 1 | 1 | 1 | 1 | 1 | 1 | 1 | 1 | 1 | 1 | 1 | 1 | 1 | 1 | 1 | 1 | 1 | 1 | 1 | 1 | 1 | 1 | 1 | 1 | 1 | 1 | 1 | 1 | 1 | 1 | 1 | 1 | 1 | 1 | 1 | 1 | 1 | 1 | 1 | 1 | 1 | 1 | 1 | 1 | 1 | 1 | 1 | 1 | 1 | 1 | 1 | 1
[5 empty] | THERMOSTAT | TSTAT | FUNCT06A | EVAP.TSTAT
|  |  | EXHAUST FAN |  |  | EXF | FUNCT06A | EXF | 1 | 1 | 1 | 1 | 1 | 1 | 1 | 1 | 1 | 1 | 1 | 1 | 1 | 1 | 1 | 1 | 1 | 1 | 1 | 1 | 1 | 1 | 1 | 1 | 1 | 1 | 1 | 1 | 1 | 1 | 1 | 1 | 1 | 1 | 1 | 1 | 1 | 1 | 1 | 1 | 1 | 1 | 1 | 1 | 1 | 1 | 1 | 1 | 1 | 1 | 1 | 1 | 1 | 1 | 1 | 1 | 1 | 1
[5 empty] | THERMOSTAT | TSTAT | FUNCT06A | EXF.TSTAT
|  |  | FAN COIL UNIT |  |  | FCU | FUNCT06A | FCU | 1 | 1 | 1 | 1 | 1 | 1 | 1 | 1 | 1 | 1 | 1 | 1 | 1 | 1 | 1 | 1 | 1 | 1 | 1 | 1 | 1 | 1 | 1 | 1 | 1 | 1 | 1 | 1 | 1 | 1 | 1 | 1 | 1 | 1 | 1 | 1 | 1 | 1 | 1 | 1 | 1 | 1 | 1 | 1 | 1 | 1 | 1 | 1 | 1 | 1 | 1 | 1 | 1 | 1 | 1 | 1 | 1 | 1
[5 empty] | THERMOSTAT | TSTAT | FUNCT06A | FCU.TSTAT
|  |  | GRAVITY VENTILATOR |  |  | GRV | FUNCT06A | GRV | 1 | 1 | 1 | 1 | 1 | 1 | 1 | 1 | 1 | 1 | 1 | 1 | 1 | 1 | 1 | 1 | 1 | 1 | 1 | 1 | 1 | 1 | 1 | 1 | 1 | 1 | 1 | 1 | 1 | 1 | 1 | 1 | 1 | 1 | 1 | 1 | 1 | 1 | 1 | 1 | 1 | 1 | 1 | 1 | 1 | 1 | 1 | 1 | 1 | 1 | 1 | 1 | 1 | 1 | 1 | 1 | 1 | 1
|  |  | HEAT PUMP |  |  | HPUMP | FUNCT06A | HPUMP | 1 | 1 | 1 | 1 | 1 | 1 | 1 | 1 | 1 | 1 | 1 | 1 | 1 | 1 | 1 | 1 | 1 | 1 | 1 | 1 | 1 | 1 | 1 | 1 | 1 | 1 | 1 | 1 | 1 | 1 | 1 | 1 | 1 | 1 | 1 | 1 | 1 | 1 | 1 | 1 | 1 | 1 | 1 | 1 | 1 | 1 | 1 | 1 | 1 | 1 | 1 | 1 | 1 | 1 | 1 | 1 | 1 | 1
|  |  |  | CONDENSER |  | COND | FUNCT06A | HPUMP-COND | 1 | 1 | 1 | 1 | 1 | 1 | 1 | 1 | 1 | 1 | 1 | 1 | 1 | 1 | 1 | 1 | 1 | 1 | 1 | 1 | 1 | 1 | 1 | 1 | 1 | 1 | 1 | 1 | 1 | 1 | 1 | 1 | 1 | 1 | 1 | 1 | 1 | 1 | 1 | 1 | 1 | 1 | 1 | 1 | 1 | 1 | 1 | 1 | 1 | 1 | 1 | 1 | 1 | 1 | 1 | 1 | 1 | 1
|  |  |  | EXPANSION VALVE |  | EXPV | FUNCT06A | HPUMP-EXPV | 1 | 1 | 1 | 1 | 1 | 1 | 1 | 1 | 1 | 1 | 1 | 1 | 1 | 1 | 1 | 1 | 1 | 1 | 1 | 1 | 1 | 1 | 1 | 1 | 1 | 1 | 1 | 1 | 1 | 1 | 1 | 1 | 1 | 1 | 1 | 1 | 1 | 1 | 1 | 1 | 1 | 1 | 1 | 1 | 1 | 1 | 1 | 1 | 1 | 1 | 1 | 1 | 1 | 1 | 1 | 1 | 1 | 1
|  |  |  | EVAPORATOR |  | EVAP | FUNCT06A | HPUMP-EVAP | 1 | 1 | 1 | 1 | 1 | 1 | 1 | 1 | 1 | 1 | 1 | 1 | 1 | 1 | 1 | 1 | 1 | 1 | 1 | 1 | 1 | 1 | 1 | 1 | 1 | 1 | 1 | 1 | 1 | 1 | 1 | 1 | 1 | 1 | 1 | 1 | 1 | 1 | 1 | 1 | 1 | 1 | 1 | 1 | 1 | 1 | 1 | 1 | 1 | 1 | 1 | 1 | 1 | 1 | 1 | 1 | 1 | 1
|  |  |  | COMPRESSOR |  | CMPR | FUNCT06A | HPUMP-CMPR | 1 | 1 | 1 | 1 | 1 | 1 | 1 | 1 | 1 | 1 | 1 | 1 | 1 | 1 | 1 | 1 | 1 | 1 | 1 | 1 | 1 | 1 | 1 | 1 | 1 | 1 | 1 | 1 | 1 | 1 | 1 | 1 | 1 | 1 | 1 | 1 | 1 | 1 | 1 | 1 | 1 | 1 | 1 | 1 | 1 | 1 | 1 | 1 | 1 | 1 | 1 | 1 | 1 | 1 | 1 | 1 | 1 | 1
|  |  | HEATING UNIT/UNIT HEATER |  |  | HTRU | FUNCT06A | HTRU | 1 | 1 | 1 | 1 | 1 | 1 | 1 | 1 | 1 | 1 | 1 | 1 | 1 | 1 | 1 | 1 | 1 | 1 | 1 | 1 | 1 | 1 | 1 | 1 | 1 | 1 | 1 | 1 | 1 | 1 | 1 | 1 | 1 | 1 | 1 | 1 | 1 | 1 | 1 | 1 | 1 | 1 | 1 | 1 | 1 | 1 | 1 | 1 | 1 | 1 | 1 | 1 | 1 | 1 | 1 | 1 | 1 | 1
[5 empty] | THERMOSTAT | TSTAT | FUNCT06A | HTRU.TSTAT
[5 empty] | SENSOR | SNSR | FUNCT06A | HTRU.SNSR
|  |  | HUMIDIFIER |  |  | HUMI | FUNCT06A | HUMI | 1 | 1 | 1 | 1 | 1 | 1 | 1 | 1 | 1 | 1 | 1 | 1 | 1 | 1 | 1 | 1 | 1 | 1 | 1 | 1 | 1 | 1 | 1 | 1 | 1 | 1 | 1 | 1 | 1 | 1 | 1 | 1 | 1 | 1 | 1 | 1 | 1 | 1 | 1 | 1 | 1 | 1 | 1 | 1 | 1 | 1 | 1 | 1 | 1 | 1 | 1 | 1 | 1 | 1 | 1 | 1 | 1 | 1
|  |  | JET FAN |  |  | JTFN | FUNCT06A | JTFN | 1 | 1 | 1 | 1 | 1 | 1 | 1 | 1 | 1 | 1 | 1 | 1 | 1 | 1 | 1 | 1 | 1 | 1 | 1 | 1 | 1 | 1 | 1 | 1 | 1 | 1 | 1 | 1 | 1 | 1 | 1 | 1 | 1 | 1 | 1 | 1 | 1 | 1 | 1 | 1 | 1 | 1 | 1 | 1 | 1 | 1 | 1 | 1 | 1 | 1 | 1 | 1 | 1 | 1 | 1 | 1 | 1 | 1
|  |  | PORTABLE AC UNIT |  |  | PAC | FUNCT06A | PAC | 1 | 1 | 1 | 1 | 1 | 1 | 1 | 1 | 1 | 1 | 1 | 1 | 1 | 1 | 1 | 1 | 1 | 1 | 1 | 1 | 1 | 1 | 1 | 1 | 1 | 1 | 1 | 1 | 1 | 1 | 1 | 1 | 1 | 1 | 1 | 1 | 1 | 1 | 1 | 1 | 1 | 1 | 1 | 1 | 1 | 1 | 1 | 1 | 1 | 1 | 1 | 1 | 1 | 1 | 1 | 1 | 1 | 1
|  |  | PACKAGED TERMINAL AIR CONDITIONER (PTAC) |  |  | PTAC | FUNCT06A | PTAC | 1 | 1 | 1 | 1 | 1 | 1 | 1 | 1 | 1 | 1 | 1 | 1 | 1 | 1 | 1 | 1 | 1 | 1 | 1 | 1 | 1 | 1 | 1 | 1 | 1 | 1 | 1 | 1 | 1 | 1 | 1 | 1 | 1 | 1 | 1 | 1 | 1 | 1 | 1 | 1 | 1 | 1 | 1 | 1 | 1 | 1 | 1 | 1 | 1 | 1 | 1 | 1 | 1 | 1 | 1 | 1 | 1 | 1
|  |  | SUPPLY AIR FAN |  |  | SAF | FUNCT06A | SAF | 1 | 1 | 1 | 1 | 1 | 1 | 1 | 1 | 1 | 1 | 1 | 1 | 1 | 1 | 1 | 1 | 1 | 1 | 1 | 1 | 1 | 1 | 1 | 1 | 1 | 1 | 1 | 1 | 1 | 1 | 1 | 1 | 1 | 1 | 1 | 1 | 1 | 1 | 1 | 1 | 1 | 1 | 1 | 1 | 1 | 1 | 1 | 1 | 1 | 1 | 1 | 1 | 1 | 1 | 1 | 1 | 1 | 1
|  |  | SERVER RACK AC UNIT (TYPE OF AHU) |  |  | SRAC | FUNCT06A | SRAC | 1 | 1 | 1 | 1 | 1 | 1 | 1 | 1 | 1 | 1 | 1 | 1 | 1 | 1 | 1 | 1 | 1 | 1 | 1 | 1 | 1 | 1 | 1 | 1 | 1 | 1 | 1 | 1 | 1 | 1 | 1 | 1 | 1 | 1 | 1 | 1 | 1 | 1 | 1 | 1 | 1 | 1 | 1 | 1 | 1 | 1 | 1 | 1 | 1 | 1 | 1 | 1 | 1 | 1 | 1 | 1 | 1 | 1
|  |  | SPLIT SYSTEM AC |  |  | SSYS | FUNCT06A | SSYS | 1 | 1 | 1 | 1 | 1 | 1 | 1 | 1 | 1 | 1 | 1 | 1 | 1 | 1 | 1 | 1 | 1 | 1 | 1 | 1 | 1 | 1 | 1 | 1 | 1 | 1 | 1 | 1 | 1 | 1 | 1 | 1 | 1 | 1 | 1 | 1 | 1 | 1 | 1 | 1 | 1 | 1 | 1 | 1 | 1 | 1 | 1 | 1 | 1 | 1 | 1 | 1 | 1 | 1 | 1 | 1 | 1 | 1
[5 empty] | CONDENSER | COND | FUNCT06A | SSYS.COND
|  |  |  | EVAPORATOR |  | EVAP | FUNCT06A | SSYS-EVAP | 1 | 1 | 1 | 1 | 1 | 1 | 1 | 1 | 1 | 1 | 1 | 1 | 1 | 1 | 1 | 1 | 1 | 1 | 1 | 1 | 1 | 1 | 1 | 1 | 1 | 1 | 1 | 1 | 1 | 1 | 1 | 1 | 1 | 1 | 1 | 1 | 1 | 1 | 1 | 1 | 1 | 1 | 1 | 1 | 1 | 1 | 1 | 1 | 1 | 1 | 1 | 1 | 1 | 1 | 1 | 1 | 1 | 1
|  |  |  | CONDENSER |  | COND | FUNCT06A | SSYS-COND | 1 | 1 | 1 | 1 | 1 | 1 | 1 | 1 | 1 | 1 | 1 | 1 | 1 | 1 | 1 | 1 | 1 | 1 | 1 | 1 | 1 | 1 | 1 | 1 | 1 | 1 | 1 | 1 | 1 | 1 | 1 | 1 | 1 | 1 | 1 | 1 | 1 | 1 | 1 | 1 | 1 | 1 | 1 | 1 | 1 | 1 | 1 | 1 | 1 | 1 | 1 | 1 | 1 | 1 | 1 | 1 | 1 | 1
|  |  | THRU-THE-WALL UNIT (TYPE OF AHU) |  |  | TTWU | FUNCT06A | TTWU | 1 | 1 | 1 | 1 | 1 | 1 | 1 | 1 | 1 | 1 | 1 | 1 | 1 | 1 | 1 | 1 | 1 | 1 | 1 | 1 | 1 | 1 | 1 | 1 | 1 | 1 | 1 | 1 | 1 | 1 | 1 | 1 | 1 | 1 | 1 | 1 | 1 | 1 | 1 | 1 | 1 | 1 | 1 | 1 | 1 | 1 | 1 | 1 | 1 | 1 | 1 | 1 | 1 | 1 | 1 | 1 | 1 | 1
|  | MULTI-UNIT |  |  |  | B
|  |  | AIR HANDLING UNIT |  |  | AHU | FUNCT06B | AHU | 1 | 1 | 1 | 1 | 1 | 1 | 1 | 1 | 1 | 1 | 1 | 1 | 1 | 1 | 1 | 1 | 1 | 1 | 1 | 1 | 1 | 1 | 1 | 1 | 1 | 1 | 1 | 1 | 1 | 1 | 1 | 1 | 1 | 1 | 1 | 1 | 1 | 1 | 1 | 1 | 1 | 1 | 1 | 1 | 1 | 1 | 1 | 1 | 1 | 1 | 1 | 1 | 1 | 1 | 1 | 1 | 1 | 1
[5 empty] | ENTHALPY WHEEL | EWHL | FUNCT06B | AHU.EWHL
[5 empty] | FILTER BANK | FLTB | FUNCT06B | AHU.FLTB
[5 empty] | COOLING COIL | CLCL | FUNCT06B | AHU.CLCL
[5 empty] | HEATING COIL | HTCL | FUNCT06B | AHU.HTCL
[5 empty] | RETURN FAN | RFAN | FUNCT06B | AHU.RFAN
[5 empty] | SUPPLY AIR FAN | SAF | FUNCT06B | AHU.SAF
[5 empty] | THERMOSTAT | TSTAT | FUNCT06B | AHU.TSTAT
|  |  |  | COMPRESSOR |  | CMPR | FUNCT06B | AHU-CMPR | 1 | 1 | 1 | 1 | 1 | 1 | 1 | 1 | 1 | 1 | 1 | 1 | 1 | 1 | 1 | 1 | 1 | 1 | 1 | 1 | 1 | 1 | 1 | 1 | 1 | 1 | 1 | 1 | 1 | 1 | 1 | 1 | 1 | 1 | 1 | 1 | 1 | 1 | 1 | 1 | 1 | 1 | 1 | 1 | 1 | 1 | 1 | 1 | 1 | 1 | 1 | 1 | 1 | 1 | 1 | 1 | 1 | 1
|  |  |  | CONDENSER |  | COND | FUNCT06B | AHU-COND | 1 | 1 | 1 | 1 | 1 | 1 | 1 | 1 | 1 | 1 | 1 | 1 | 1 | 1 | 1 | 1 | 1 | 1 | 1 | 1 | 1 | 1 | 1 | 1 | 1 | 1 | 1 | 1 | 1 | 1 | 1 | 1 | 1 | 1 | 1 | 1 | 1 | 1 | 1 | 1 | 1 | 1 | 1 | 1 | 1 | 1 | 1 | 1 | 1 | 1 | 1 | 1 | 1 | 1 | 1 | 1 | 1 | 1
|  |  |  | FILTER BANK |  | FLTB | FUNCT06B | AHU-FLTB | 1 | 1 | 1 | 1 | 1 | 1 | 1 | 1 | 1 | 1 | 1 | 1 | 1 | 1 | 1 | 1 | 1 | 1 | 1 | 1 | 1 | 1 | 1 | 1 | 1 | 1 | 1 | 1 | 1 | 1 | 1 | 1 | 1 | 1 | 1 | 1 | 1 | 1 | 1 | 1 | 1 | 1 | 1 | 1 | 1 | 1 | 1 | 1 | 1 | 1 | 1 | 1 | 1 | 1 | 1 | 1 | 1 | 1
|  |  |  | COOLING COIL |  | CLCL | FUNCT06B | AHU-CLCL | 1 | 1 | 1 | 1 | 1 | 1 | 1 | 1 | 1 | 1 | 1 | 1 | 1 | 1 | 1 | 1 | 1 | 1 | 1 | 1 | 1 | 1 | 1 | 1 | 1 | 1 | 1 | 1 | 1 | 1 | 1 | 1 | 1 | 1 | 1 | 1 | 1 | 1 | 1 | 1 | 1 | 1 | 1 | 1 | 1 | 1 | 1 | 1 | 1 | 1 | 1 | 1 | 1 | 1 | 1 | 1 | 1 | 1
|  |  |  | HEATING COIL |  | HTCL | FUNCT06B | AHU-HTCL | 1 | 1 | 1 | 1 | 1 | 1 | 1 | 1 | 1 | 1 | 1 | 1 | 1 | 1 | 1 | 1 | 1 | 1 | 1 | 1 | 1 | 1 | 1 | 1 | 1 | 1 | 1 | 1 | 1 | 1 | 1 | 1 | 1 | 1 | 1 | 1 | 1 | 1 | 1 | 1 | 1 | 1 | 1 | 1 | 1 | 1 | 1 | 1 | 1 | 1 | 1 | 1 | 1 | 1 | 1 | 1 | 1 | 1
|  |  |  | DAMPER |  | DAMP | FUNCT06B | AHU-DAMP | 1 | 1 | 1 | 1 | 1 | 1 | 1 | 1 | 1 | 1 | 1 | 1 | 1 | 1 | 1 | 1 | 1 | 1 | 1 | 1 | 1 | 1 | 1 | 1 | 1 | 1 | 1 | 1 | 1 | 1 | 1 | 1 | 1 | 1 | 1 | 1 | 1 | 1 | 1 | 1 | 1 | 1 | 1 | 1 | 1 | 1 | 1 | 1 | 1 | 1 | 1 | 1 | 1 | 1 | 1 | 1 | 1 | 1
|  |  |  | SUPPLY AIR FAN |  | SAF | FUNCT06B | AHU-SAF | 1 | 1 | 1 | 1 | 1 | 1 | 1 | 1 | 1 | 1 | 1 | 1 | 1 | 1 | 1 | 1 | 1 | 1 | 1 | 1 | 1 | 1 | 1 | 1 | 1 | 1 | 1 | 1 | 1 | 1 | 1 | 1 | 1 | 1 | 1 | 1 | 1 | 1 | 1 | 1 | 1 | 1 | 1 | 1 | 1 | 1 | 1 | 1 | 1 | 1 | 1 | 1 | 1 | 1 | 1 | 1 | 1 | 1
|  |  |  | ENTHALPY WHEEL |  | EWHL | FUNCT06B | AHU-EWHL | 1 | 1 | 1 | 1 | 1 | 1 | 1 | 1 | 1 | 1 | 1 | 1 | 1 | 1 | 1 | 1 | 1 | 1 | 1 | 1 | 1 | 1 | 1 | 1 | 1 | 1 | 1 | 1 | 1 | 1 | 1 | 1 | 1 | 1 | 1 | 1 | 1 | 1 | 1 | 1 | 1 | 1 | 1 | 1 | 1 | 1 | 1 | 1 | 1 | 1 | 1 | 1 | 1 | 1 | 1 | 1 | 1 | 1
|  |  |  | RETURN FAN |  | RFAN | FUNCT06B | AHU-RFAN | 1 | 1 | 1 | 1 | 1 | 1 | 1 | 1 | 1 | 1 | 1 | 1 | 1 | 1 | 1 | 1 | 1 | 1 | 1 | 1 | 1 | 1 | 1 | 1 | 1 | 1 | 1 | 1 | 1 | 1 | 1 | 1 | 1 | 1 | 1 | 1 | 1 | 1 | 1 | 1 | 1 | 1 | 1 | 1 | 1 | 1 | 1 | 1 | 1 | 1 | 1 | 1 | 1 | 1 | 1 | 1 | 1 | 1
|  |  |  | CONTROL PANEL |  | CLPL | FUNCT06B | AHU-CLPL | 1 | 1 | 1 | 1 | 1 | 1 | 1 | 1 | 1 | 1 | 1 | 1 | 1 | 1 | 1 | 1 | 1 | 1 | 1 | 1 | 1 | 1 | 1 | 1 | 1 | 1 | 1 | 1 | 1 | 1 | 1 | 1 | 1 | 1 | 1 | 1 | 1 | 1 | 1 | 1 | 1 | 1 | 1 | 1 | 1 | 1 | 1 | 1 | 1 | 1 | 1 | 1 | 1 | 1 | 1 | 1 | 1 | 1
|  |  | CONDENSER |  |  | COND | FUNCT06B | COND | 1 | 1 | 1 | 1 | 1 | 1 | 1 | 1 | 1 | 1 | 1 | 1 | 1 | 1 | 1 | 1 | 1 | 1 | 1 | 1 | 1 | 1 | 1 | 1 | 1 | 1 | 1 | 1 | 1 | 1 | 1 | 1 | 1 | 1 | 1 | 1 | 1 | 1 | 1 | 1 | 1 | 1 | 1 | 1 | 1 | 1 | 1 | 1 | 1 | 1 | 1 | 1 | 1 | 1 | 1 | 1 | 1 | 1
|  |  | CONDENSATE PUMP |  |  | CPUMP | FUNCT06B | CPUMP | 1 | 1 | 1 | 1 | 1 | 1 | 1 | 1 | 1 | 1 | 1 | 1 | 1 | 1 | 1 | 1 | 1 | 1 | 1 | 1 | 1 | 1 | 1 | 1 | 1 | 1 | 1 | 1 | 1 | 1 | 1 | 1 | 1 | 1 | 1 | 1 | 1 | 1 | 1 | 1 | 1 | 1 | 1 | 1 | 1 | 1 | 1 | 1 | 1 | 1 | 1 | 1 | 1 | 1 | 1 | 1 | 1 | 1
|  |  |  | MOTOR CONTROLLER |  | MTRC | FUNCT06B | CPUMP-MTRC | 1 | 1 | 1 | 1 | 1 | 1 | 1 | 1 | 1 | 1 | 1 | 1 | 1 | 1 | 1 | 1 | 1 | 1 | 1 | 1 | 1 | 1 | 1 | 1 | 1 | 1 | 1 | 1 | 1 | 1 | 1 | 1 | 1 | 1 | 1 | 1 | 1 | 1 | 1 | 1 | 1 | 1 | 1 | 1 | 1 | 1 | 1 | 1 | 1 | 1 | 1 | 1 | 1 | 1 | 1 | 1 | 1 | 1
|  |  | CABINET UNIT HEATER (TYPE OF UNIT HEATER) |  |  | CUH | FUNCT06B | CUH | 1 | 1 | 1 | 1 | 1 | 1 | 1 | 1 | 1 | 1 | 1 | 1 | 1 | 1 | 1 | 1 | 1 | 1 | 1 | 1 | 1 | 1 | 1 | 1 | 1 | 1 | 1 | 1 | 1 | 1 | 1 | 1 | 1 | 1 | 1 | 1 | 1 | 1 | 1 | 1 | 1 | 1 | 1 | 1 | 1 | 1 | 1 | 1 | 1 | 1 | 1 | 1 | 1 | 1 | 1 | 1 | 1 | 1
|  |  | DAMPER |  |  | DAMP | FUNCT06B | DAMP | 1 | 1 | 1 | 1 | 1 | 1 | 1 | 1 | 1 | 1 | 1 | 1 | 1 | 1 | 1 | 1 | 1 | 1 | 1 | 1 | 1 | 1 | 1 | 1 | 1 | 1 | 1 | 1 | 1 | 1 | 1 | 1 | 1 | 1 | 1 | 1 | 1 | 1 | 1 | 1 | 1 | 1 | 1 | 1 | 1 | 1 | 1 | 1 | 1 | 1 | 1 | 1 | 1 | 1 | 1 | 1 | 1 | 1
|  |  | DUST COLLECTION SYSTEM |  |  | DCSYS | FUNCT06B | DCSYS | 1 | 1 | 1 | 1 | 1 | 1 | 1 | 1 | 1 | 1 | 1 | 1 | 1 | 1 | 1 | 1 | 1 | 1 | 1 | 1 | 1 | 1 | 1 | 1 | 1 | 1 | 1 | 1 | 1 | 1 | 1 | 1 | 1 | 1 | 1 | 1 | 1 | 1 | 1 | 1 | 1 | 1 | 1 | 1 | 1 | 1 | 1 | 1 | 1 | 1 | 1 | 1 | 1 | 1 | 1 | 1 | 1 | 1
|  |  | DEHUMIDIFER |  |  | DEHU | FUNCT06B | DEHU | 1 | 1 | 1 | 1 | 1 | 1 | 1 | 1 | 1 | 1 | 1 | 1 | 1 | 1 | 1 | 1 | 1 | 1 | 1 | 1 | 1 | 1 | 1 | 1 | 1 | 1 | 1 | 1 | 1 | 1 | 1 | 1 | 1 | 1 | 1 | 1 | 1 | 1 | 1 | 1 | 1 | 1 | 1 | 1 | 1 | 1 | 1 | 1 | 1 | 1 | 1 | 1 | 1 | 1 | 1 | 1 | 1 | 1
|  |  | EMERGENCY SHUT-OFF |  |  | EMSO | FUNCT06B | EMSO | 1 | 1 | 1 | 1 | 1 | 1 | 1 | 1 | 1 | 1 | 1 | 1 | 1 | 1 | 1 | 1 | 1 | 1 | 1 | 1 | 1 | 1 | 1 | 1 | 1 | 1 | 1 | 1 | 1 | 1 | 1 | 1 | 1 | 1 | 1 | 1 | 1 | 1 | 1 | 1 | 1 | 1 | 1 | 1 | 1 | 1 | 1 | 1 | 1 | 1 | 1 | 1 | 1 | 1 | 1 | 1 | 1 | 1
|  |  | EVAPORATOR |  |  | EVAP | FUNCT06B | EVAP | 1 | 1 | 1 | 1 | 1 | 1 | 1 | 1 | 1 | 1 | 1 | 1 | 1 | 1 | 1 | 1 | 1 | 1 | 1 | 1 | 1 | 1 | 1 | 1 | 1 | 1 | 1 | 1 | 1 | 1 | 1 | 1 | 1 | 1 | 1 | 1 | 1 | 1 | 1 | 1 | 1 | 1 | 1 | 1 | 1 | 1 | 1 | 1 | 1 | 1 | 1 | 1 | 1 | 1 | 1 | 1 | 1 | 1
[5 empty] | THERMOSTAT | TSTAT | FUNCT06B | EVAP.TSTAT
|  |  | EXHAUST FAN |  |  | EXF | FUNCT06B | EXF | 1 | 1 | 1 | 1 | 1 | 1 | 1 | 1 | 1 | 1 | 1 | 1 | 1 | 1 | 1 | 1 | 1 | 1 | 1 | 1 | 1 | 1 | 1 | 1 | 1 | 1 | 1 | 1 | 1 | 1 | 1 | 1 | 1 | 1 | 1 | 1 | 1 | 1 | 1 | 1 | 1 | 1 | 1 | 1 | 1 | 1 | 1 | 1 | 1 | 1 | 1 | 1 | 1 | 1 | 1 | 1 | 1 | 1
[5 empty] | THERMOSTAT | TSTAT | FUNCT06B | EXF.TSTAT
|  |  |  | DAMPER |  | DAMP | FUNCT06B | EXF-DAMP | 1 | 1 | 1 | 1 | 1 | 1 | 1 | 1 | 1 | 1 | 1 | 1 | 1 | 1 | 1 | 1 | 1 | 1 | 1 | 1 | 1 | 1 | 1 | 1 | 1 | 1 | 1 | 1 | 1 | 1 | 1 | 1 | 1 | 1 | 1 | 1 | 1 | 1 | 1 | 1 | 1 | 1 | 1 | 1 | 1 | 1 | 1 | 1 | 1 | 1 | 1 | 1 | 1 | 1 | 1 | 1 | 1 | 1
|  |  |  | MOTOR CONTROLLER |  | MTRC | FUNCT06B | EXF-MTRC | 1 | 1 | 1 | 1 | 1 | 1 | 1 | 1 | 1 | 1 | 1 | 1 | 1 | 1 | 1 | 1 | 1 | 1 | 1 | 1 | 1 | 1 | 1 | 1 | 1 | 1 | 1 | 1 | 1 | 1 | 1 | 1 | 1 | 1 | 1 | 1 | 1 | 1 | 1 | 1 | 1 | 1 | 1 | 1 | 1 | 1 | 1 | 1 | 1 | 1 | 1 | 1 | 1 | 1 | 1 | 1 | 1 | 1
|  |  | FAN COIL UNIT |  |  | FCU | FUNCT06B | FCU | 1 | 1 | 1 | 1 | 1 | 1 | 1 | 1 | 1 | 1 | 1 | 1 | 1 | 1 | 1 | 1 | 1 | 1 | 1 | 1 | 1 | 1 | 1 | 1 | 1 | 1 | 1 | 1 | 1 | 1 | 1 | 1 | 1 | 1 | 1 | 1 | 1 | 1 | 1 | 1 | 1 | 1 | 1 | 1 | 1 | 1 | 1 | 1 | 1 | 1 | 1 | 1 | 1 | 1 | 1 | 1 | 1 | 1
[5 empty] | THERMOSTAT | TSTAT | FUNCT06B | FCU.TSTAT
|  |  | FINNED TUBE HEATER (TYPE OF HEATING UNIT) |  |  | FTH | FUNCT06B | FTH | 1 | 1 | 1 | 1 | 1 | 1 | 1 | 1 | 1 | 1 | 1 | 1 | 1 | 1 | 1 | 1 | 1 | 1 | 1 | 1 | 1 | 1 | 1 | 1 | 1 | 1 | 1 | 1 | 1 | 1 | 1 | 1 | 1 | 1 | 1 | 1 | 1 | 1 | 1 | 1 | 1 | 1 | 1 | 1 | 1 | 1 | 1 | 1 | 1 | 1 | 1 | 1 | 1 | 1 | 1 | 1 | 1 | 1
|  |  | HEAT RECOVERY UNITS |  |  | HETR | FUNCT06B | HETR | 1 | 1 | 1 | 1 | 1 | 1 | 1 | 1 | 1 | 1 | 1 | 1 | 1 | 1 | 1 | 1 | 1 | 1 | 1 | 1 | 1 | 1 | 1 | 1 | 1 | 1 | 1 | 1 | 1 | 1 | 1 | 1 | 1 | 1 | 1 | 1 | 1 | 1 | 1 | 1 | 1 | 1 | 1 | 1 | 1 | 1 | 1 | 1 | 1 | 1 | 1 | 1 | 1 | 1 | 1 | 1 | 1 | 1
|  |  | HEAT PUMP |  |  | HPUMP | FUNCT06B | HPUMP | 1 | 1 | 1 | 1 | 1 | 1 | 1 | 1 | 1 | 1 | 1 | 1 | 1 | 1 | 1 | 1 | 1 | 1 | 1 | 1 | 1 | 1 | 1 | 1 | 1 | 1 | 1 | 1 | 1 | 1 | 1 | 1 | 1 | 1 | 1 | 1 | 1 | 1 | 1 | 1 | 1 | 1 | 1 | 1 | 1 | 1 | 1 | 1 | 1 | 1 | 1 | 1 | 1 | 1 | 1 | 1 | 1 | 1
|  |  |  | CONDENSER |  | COND | FUNCT06B | HPUMP-COND | 1 | 1 | 1 | 1 | 1 | 1 | 1 | 1 | 1 | 1 | 1 | 1 | 1 | 1 | 1 | 1 | 1 | 1 | 1 | 1 | 1 | 1 | 1 | 1 | 1 | 1 | 1 | 1 | 1 | 1 | 1 | 1 | 1 | 1 | 1 | 1 | 1 | 1 | 1 | 1 | 1 | 1 | 1 | 1 | 1 | 1 | 1 | 1 | 1 | 1 | 1 | 1 | 1 | 1 | 1 | 1 | 1 | 1
|  |  |  | EXPANSION VALVE |  | EXPV | FUNCT06B | HPUMP-EXPV | 1 | 1 | 1 | 1 | 1 | 1 | 1 | 1 | 1 | 1 | 1 | 1 | 1 | 1 | 1 | 1 | 1 | 1 | 1 | 1 | 1 | 1 | 1 | 1 | 1 | 1 | 1 | 1 | 1 | 1 | 1 | 1 | 1 | 1 | 1 | 1 | 1 | 1 | 1 | 1 | 1 | 1 | 1 | 1 | 1 | 1 | 1 | 1 | 1 | 1 | 1 | 1 | 1 | 1 | 1 | 1 | 1 | 1
|  |  |  | EVAPORATOR |  | EVAP | FUNCT06B | HPUMP-EVAP | 1 | 1 | 1 | 1 | 1 | 1 | 1 | 1 | 1 | 1 | 1 | 1 | 1 | 1 | 1 | 1 | 1 | 1 | 1 | 1 | 1 | 1 | 1 | 1 | 1 | 1 | 1 | 1 | 1 | 1 | 1 | 1 | 1 | 1 | 1 | 1 | 1 | 1 | 1 | 1 | 1 | 1 | 1 | 1 | 1 | 1 | 1 | 1 | 1 | 1 | 1 | 1 | 1 | 1 | 1 | 1 | 1 | 1
|  |  |  | COMPRESSOR |  | CMPR | FUNCT06B | HPUMP-CMPR | 1 | 1 | 1 | 1 | 1 | 1 | 1 | 1 | 1 | 1 | 1 | 1 | 1 | 1 | 1 | 1 | 1 | 1 | 1 | 1 | 1 | 1 | 1 | 1 | 1 | 1 | 1 | 1 | 1 | 1 | 1 | 1 | 1 | 1 | 1 | 1 | 1 | 1 | 1 | 1 | 1 | 1 | 1 | 1 | 1 | 1 | 1 | 1 | 1 | 1 | 1 | 1 | 1 | 1 | 1 | 1 | 1 | 1
|  |  | HEATING UNIT/UNIT HEATER |  |  | HTRU | FUNCT06B | HTRU | 1 | 1 | 1 | 1 | 1 | 1 | 1 | 1 | 1 | 1 | 1 | 1 | 1 | 1 | 1 | 1 | 1 | 1 | 1 | 1 | 1 | 1 | 1 | 1 | 1 | 1 | 1 | 1 | 1 | 1 | 1 | 1 | 1 | 1 | 1 | 1 | 1 | 1 | 1 | 1 | 1 | 1 | 1 | 1 | 1 | 1 | 1 | 1 | 1 | 1 | 1 | 1 | 1 | 1 | 1 | 1 | 1 | 1
[5 empty] | THERMOSTAT | TSTAT | FUNCT06B | HTRU.TSTAT
[5 empty] | SENSOR | SNSR | FUNCT06B | HTRU.SNSR
|  |  | HUMIDIFIER |  |  | HUMI | FUNCT06B | HUMI | 1 | 1 | 1 | 1 | 1 | 1 | 1 | 1 | 1 | 1 | 1 | 1 | 1 | 1 | 1 | 1 | 1 | 1 | 1 | 1 | 1 | 1 | 1 | 1 | 1 | 1 | 1 | 1 | 1 | 1 | 1 | 1 | 1 | 1 | 1 | 1 | 1 | 1 | 1 | 1 | 1 | 1 | 1 | 1 | 1 | 1 | 1 | 1 | 1 | 1 | 1 | 1 | 1 | 1 | 1 | 1 | 1 | 1
|  |  | MAKEUP AIR UNIT (TYPE OF AHU) |  |  | MAU | FUNCT06B | MAU | 1 | 1 | 1 | 1 | 1 | 1 | 1 | 1 | 1 | 1 | 1 | 1 | 1 | 1 | 1 | 1 | 1 | 1 | 1 | 1 | 1 | 1 | 1 | 1 | 1 | 1 | 1 | 1 | 1 | 1 | 1 | 1 | 1 | 1 | 1 | 1 | 1 | 1 | 1 | 1 | 1 | 1 | 1 | 1 | 1 | 1 | 1 | 1 | 1 | 1 | 1 | 1 | 1 | 1 | 1 | 1 | 1 | 1
|  |  | PORTABLE AC UNIT |  |  | PAC | FUNCT06B | PAC | 1 | 1 | 1 | 1 | 1 | 1 | 1 | 1 | 1 | 1 | 1 | 1 | 1 | 1 | 1 | 1 | 1 | 1 | 1 | 1 | 1 | 1 | 1 | 1 | 1 | 1 | 1 | 1 | 1 | 1 | 1 | 1 | 1 | 1 | 1 | 1 | 1 | 1 | 1 | 1 | 1 | 1 | 1 | 1 | 1 | 1 | 1 | 1 | 1 | 1 | 1 | 1 | 1 | 1 | 1 | 1 | 1 | 1
|  |  | PACKAGED AIR HANDLING UNIT |  |  | PAHU | FUNCT06B | PAHU | 1 | 1 | 1 | 1 | 1 | 1 | 1 | 1 | 1 | 1 | 1 | 1 | 1 | 1 | 1 | 1 | 1 | 1 | 1 | 1 | 1 | 1 | 1 | 1 | 1 | 1 | 1 | 1 | 1 | 1 | 1 | 1 | 1 | 1 | 1 | 1 | 1 | 1 | 1 | 1 | 1 | 1 | 1 | 1 | 1 | 1 | 1 | 1 | 1 | 1 | 1 | 1 | 1 | 1 | 1 | 1 | 1 | 1
|  |  | PURGE FAN |  |  | PFAN | FUNCT06B | PFAN | 1 | 1 | 1 | 1 | 1 | 1 | 1 | 1 | 1 | 1 | 1 | 1 | 1 | 1 | 1 | 1 | 1 | 1 | 1 | 1 | 1 | 1 | 1 | 1 | 1 | 1 | 1 | 1 | 1 | 1 | 1 | 1 | 1 | 1 | 1 | 1 | 1 | 1 | 1 | 1 | 1 | 1 | 1 | 1 | 1 | 1 | 1 | 1 | 1 | 1 | 1 | 1 | 1 | 1 | 1 | 1 | 1 | 1
|  |  |  | MOTOR CONTROLLER |  | MTRC | FUNCT06B | PFAN-MTRC | 1 | 1 | 1 | 1 | 1 | 1 | 1 | 1 | 1 | 1 | 1 | 1 | 1 | 1 | 1 | 1 | 1 | 1 | 1 | 1 | 1 | 1 | 1 | 1 | 1 | 1 | 1 | 1 | 1 | 1 | 1 | 1 | 1 | 1 | 1 | 1 | 1 | 1 | 1 | 1 | 1 | 1 | 1 | 1 | 1 | 1 | 1 | 1 | 1 | 1 | 1 | 1 | 1 | 1 | 1 | 1 | 1 | 1
|  |  | PACKAGED TERMINAL AIR CONDITIONER (PTAC) |  |  | PTAC | FUNCT06B | PTAC | 1 | 1 | 1 | 1 | 1 | 1 | 1 | 1 | 1 | 1 | 1 | 1 | 1 | 1 | 1 | 1 | 1 | 1 | 1 | 1 | 1 | 1 | 1 | 1 | 1 | 1 | 1 | 1 | 1 | 1 | 1 | 1 | 1 | 1 | 1 | 1 | 1 | 1 | 1 | 1 | 1 | 1 | 1 | 1 | 1 | 1 | 1 | 1 | 1 | 1 | 1 | 1 | 1 | 1 | 1 | 1 | 1 | 1
|  |  | RETURN AIR FAN |  |  | RAF | FUNCT06B | RAF | 1 | 1 | 1 | 1 | 1 | 1 | 1 | 1 | 1 | 1 | 1 | 1 | 1 | 1 | 1 | 1 | 1 | 1 | 1 | 1 | 1 | 1 | 1 | 1 | 1 | 1 | 1 | 1 | 1 | 1 | 1 | 1 | 1 | 1 | 1 | 1 | 1 | 1 | 1 | 1 | 1 | 1 | 1 | 1 | 1 | 1 | 1 | 1 | 1 | 1 | 1 | 1 | 1 | 1 | 1 | 1 | 1 | 1
|  |  |  | MOTOR CONTROLLER |  | MTRC | FUNCT06B | RAF-MTRC | 1 | 1 | 1 | 1 | 1 | 1 | 1 | 1 | 1 | 1 | 1 | 1 | 1 | 1 | 1 | 1 | 1 | 1 | 1 | 1 | 1 | 1 | 1 | 1 | 1 | 1 | 1 | 1 | 1 | 1 | 1 | 1 | 1 | 1 | 1 | 1 | 1 | 1 | 1 | 1 | 1 | 1 | 1 | 1 | 1 | 1 | 1 | 1 | 1 | 1 | 1 | 1 | 1 | 1 | 1 | 1 | 1 | 1
|  |  | SUPPLY AIR FAN |  |  | SAF | FUNCT06B | SAF | 1 | 1 | 1 | 1 | 1 | 1 | 1 | 1 | 1 | 1 | 1 | 1 | 1 | 1 | 1 | 1 | 1 | 1 | 1 | 1 | 1 | 1 | 1 | 1 | 1 | 1 | 1 | 1 | 1 | 1 | 1 | 1 | 1 | 1 | 1 | 1 | 1 | 1 | 1 | 1 | 1 | 1 | 1 | 1 | 1 | 1 | 1 | 1 | 1 | 1 | 1 | 1 | 1 | 1 | 1 | 1 | 1 | 1
[5 empty] | MOTOR CONTROLLER | MTRC | FUNCT06B | SAF.MTRC
|  |  |  | MOTOR CONTROLLER |  | MTRC | FUNCT06B | SAF-MTRC | 1 | 1 | 1 | 1 | 1 | 1 | 1 | 1 | 1 | 1 | 1 | 1 | 1 | 1 | 1 | 1 | 1 | 1 | 1 | 1 | 1 | 1 | 1 | 1 | 1 | 1 | 1 | 1 | 1 | 1 | 1 | 1 | 1 | 1 | 1 | 1 | 1 | 1 | 1 | 1 | 1 | 1 | 1 | 1 | 1 | 1 | 1 | 1 | 1 | 1 | 1 | 1 | 1 | 1 | 1 | 1 | 1 | 1
|  |  | SERVER RACK AC UNIT (TYPE OF AHU) |  |  | SRAC | FUNCT06B | SRAC | 1 | 1 | 1 | 1 | 1 | 1 | 1 | 1 | 1 | 1 | 1 | 1 | 1 | 1 | 1 | 1 | 1 | 1 | 1 | 1 | 1 | 1 | 1 | 1 | 1 | 1 | 1 | 1 | 1 | 1 | 1 | 1 | 1 | 1 | 1 | 1 | 1 | 1 | 1 | 1 | 1 | 1 | 1 | 1 | 1 | 1 | 1 | 1 | 1 | 1 | 1 | 1 | 1 | 1 | 1 | 1 | 1 | 1
|  |  | SPLIT SYSTEM AC |  |  | SSYS | FUNCT06B | SSYS | 1 | 1 | 1 | 1 | 1 | 1 | 1 | 1 | 1 | 1 | 1 | 1 | 1 | 1 | 1 | 1 | 1 | 1 | 1 | 1 | 1 | 1 | 1 | 1 | 1 | 1 | 1 | 1 | 1 | 1 | 1 | 1 | 1 | 1 | 1 | 1 | 1 | 1 | 1 | 1 | 1 | 1 | 1 | 1 | 1 | 1 | 1 | 1 | 1 | 1 | 1 | 1 | 1 | 1 | 1 | 1 | 1 | 1
|  |  |  | EVAPORATOR |  | EVAP | FUNCT06B | SSYS-EVAP | 1 | 1 | 1 | 1 | 1 | 1 | 1 | 1 | 1 | 1 | 1 | 1 | 1 | 1 | 1 | 1 | 1 | 1 | 1 | 1 | 1 | 1 | 1 | 1 | 1 | 1 | 1 | 1 | 1 | 1 | 1 | 1 | 1 | 1 | 1 | 1 | 1 | 1 | 1 | 1 | 1 | 1 | 1 | 1 | 1 | 1 | 1 | 1 | 1 | 1 | 1 | 1 | 1 | 1 | 1 | 1 | 1 | 1
|  |  |  | CONDENSER |  | COND | FUNCT06B | SSYS-COND | 1 | 1 | 1 | 1 | 1 | 1 | 1 | 1 | 1 | 1 | 1 | 1 | 1 | 1 | 1 | 1 | 1 | 1 | 1 | 1 | 1 | 1 | 1 | 1 | 1 | 1 | 1 | 1 | 1 | 1 | 1 | 1 | 1 | 1 | 1 | 1 | 1 | 1 | 1 | 1 | 1 | 1 | 1 | 1 | 1 | 1 | 1 | 1 | 1 | 1 | 1 | 1 | 1 | 1 | 1 | 1 | 1 | 1
|  |  | TERMINAL AIR UNITS (VAV/CAV BOX) (TYPE OF AHU) |  |  | TAU | FUNCT06B | TAU | 1 | 1 | 1 | 1 | 1 | 1 | 1 | 1 | 1 | 1 | 1 | 1 | 1 | 1 | 1 | 1 | 1 | 1 | 1 | 1 | 1 | 1 | 1 | 1 | 1 | 1 | 1 | 1 | 1 | 1 | 1 | 1 | 1 | 1 | 1 | 1 | 1 | 1 | 1 | 1 | 1 | 1 | 1 | 1 | 1 | 1 | 1 | 1 | 1 | 1 | 1 | 1 | 1 | 1 | 1 | 1 | 1 | 1
|  |  | TRANSFER FAN |  |  | TRF | FUNCT06B | TRF | 1 | 1 | 1 | 1 | 1 | 1 | 1 | 1 | 1 | 1 | 1 | 1 | 1 | 1 | 1 | 1 | 1 | 1 | 1 | 1 | 1 | 1 | 1 | 1 | 1 | 1 | 1 | 1 | 1 | 1 | 1 | 1 | 1 | 1 | 1 | 1 | 1 | 1 | 1 | 1 | 1 | 1 | 1 | 1 | 1 | 1 | 1 | 1 | 1 | 1 | 1 | 1 | 1 | 1 | 1 | 1 | 1 | 1
|  |  | THRU-THE-WALL UNIT (TYPE OF AHU) |  |  | TTWU | FUNCT06B | TTWU | 1 | 1 | 1 | 1 | 1 | 1 | 1 | 1 | 1 | 1 | 1 | 1 | 1 | 1 | 1 | 1 | 1 | 1 | 1 | 1 | 1 | 1 | 1 | 1 | 1 | 1 | 1 | 1 | 1 | 1 | 1 | 1 | 1 | 1 | 1 | 1 | 1 | 1 | 1 | 1 | 1 | 1 | 1 | 1 | 1 | 1 | 1 | 1 | 1 | 1 | 1 | 1 | 1 | 1 | 1 | 1 | 1 | 1

## Existing Classifications
CLASSIFICATION | ATTRIBUTE NAME | ATTRIBUTE ID | UNIT OF MEASURE | DATA TYPE | DOMAIN ID | Domain Values
AIR CONDITIONER | AMPERAGE | AIR_CON_20 | AMP | NUM
AIR CONDITIONER | APPLICATION | AIR_CON_01 | N/A | ALN | _AIRCONRAPPN | DATA CENTER COOLING ; INDUSTRIAL ; OFFICE ; RESIDENTIAL
AIR CONDITIONER | CAPACITY | AIR_CON_02 | BTU/H | ALN
AIR CONDITIONER | COMPRESSOR UNIT TYPE | AIR_CON_03 | N/A | ALN | _COMRUNITTYPE | CENTRIFUGAL ; RECIPROCATING ; ROTARY ; SCREW ; SCROLL
AIR CONDITIONER | CONDENSER COOLING TYPE | AIR_CON_04 | N/A | ALN | _CONRCOOGTYPE | AIR COOLED ; EVAPORATIVE ; WATER COOLED
AIR CONDITIONER | CURRENT | AIR_CON_22 | N/A | ALN | _CURTTYPE | AC ; DC
AIR CONDITIONER | DRAWING NUMBER | AIR_CON_19 | N/A | ALN
AIR CONDITIONER | ELECTRICAL RATING | AIR_CON_05 | N/A | NUM
AIR CONDITIONER | FACLEVEL | AIR_CON_18 | N/A | NUM | _TRALTIMERATG | 1 ; 2 ; 3 ; 4 ; 5
AIR CONDITIONER | FILTER SIZE | AIR_CON_14 | N/A | ALN
AIR CONDITIONER | FREQUENCY | AIR_CON_06 | HZ | ALN
AIR CONDITIONER | GAUGE PRESSURE HIGH | AIR_CON_16 | PSIG | NUM
AIR CONDITIONER | GAUGE PRESSURE LOW | AIR_CON_17 | PSIG | NUM
AIR CONDITIONER | MERV RATING | AIR_CON_15 | N/A | NUM
AIR CONDITIONER | MOUNTING TYPE | AIR_CON_07 | N/A | ALN | _AIRCONGMOUGTYPE | FLOOR ; ROOF ; SLEEVE ; SPLIT ; WALL
AIR CONDITIONER | NUMBER OF FILTERS | AIR_CON_13 | N/A | NUM
AIR CONDITIONER | PHASE | AIR_CON_08 | N/A | ALN | _PHASE | 1 ; 1/3 ; 3
AIR CONDITIONER | REFRIGERANT | AIR_CON_10 | N/A | ALN | _REFRIGERANTTYPE | OTHER ; R11 ; R32 ; R410A
AIR CONDITIONER | SEER | AIR_CON_21 | N/A | NUM | _SEER | 13 ; 14 ; 15 ; 16 ; 17 ; 18 ; 19 ; 20 ; 21 ; 22 ; 23 ; 24 ; 25
AIR CONDITIONER | TEMPERATURE RATING | AIR_CON_11 | N/A | ALN
AIR CONDITIONER | TYPE | AIR_CON_12 | N/A | ALN | _AIRCONRTYPE | CENTRAL ; DUCTLESS ; MULTI ; OTHER ; PACKAGE ; PORTABLE ; SPLIT ; WINDOW
AIR CONDITIONER | VOLTAGE | AIR_CON_09 | V | NUM
AIR CURTAIN | COIL FINS PER INCH | AIR_CURTAIN_01 | N/A | NUM
AIR CURTAIN | COIL GPM | AIR_CURTAIN_02 | GPM | NUM
AIR CURTAIN | COIL ROWS | AIR_CURTAIN_03 | N/A | NUM
AIR CURTAIN | DRAWING NUMBER | AIR_CURTAIN_13 | N/A | ALN
AIR CURTAIN | FAN DESIGN CFM | AIR_CURTAIN_04 | CF/M | NUM
AIR CURTAIN | FAN MOTOR HORSEPOWER | AIR_CURTAIN_05 | HP | NUM
AIR CURTAIN | FULL LOAD AMPS (FLA) | AIR_CURTAIN_06 | AMP | NUM
AIR CURTAIN | HEATING MBH | AIR_CURTAIN_07 | MBH | NUM
AIR CURTAIN | INLET DIAMETER | AIR_CURTAIN_08 | N/A | NUM
AIR CURTAIN | MAX FUSE AMPS | AIR_CURTAIN_09 | AMP | NUM
AIR CURTAIN | SUPPLY FAN QUANTITY | AIR_CURTAIN_10 | N/A | NUM
AIR CURTAIN | VELOCITY (FPM) | AIR_CURTAIN_11 | FPM | NUM
AIR CURTAIN | VOLTAGE | AIR_CURTAIN_12 | V | NUM
AIR HANDLING UNIT | CFM | AHU_13 | CF/M | NUM
AIR HANDLING UNIT | COIL GPM | AHU_14 | GPM | NUM
AIR HANDLING UNIT | COIL ROWS | AHU_15 | N/A | NUM
AIR HANDLING UNIT | COMPRESSOR LOCK ROTOR AMPS (LRA) | AHU_09 | AMP | NUM
AIR HANDLING UNIT | COMPRESSOR RATED LOAD AMPS (RLA) | AHU_08 | AMP | NUM
AIR HANDLING UNIT | COMPRESSOR REFRIGERANT TYPE | AHU_16 | N/A | ALN
AIR HANDLING UNIT | COMPRESSOR TYPE | AHU_17 | N/A | ALN
AIR HANDLING UNIT | CONDENSER FAN HORSEPOWER | AHU_18 | HP | NUM
AIR HANDLING UNIT | DESIGN PRESSURE HIGH | AHU_10 | PSI | NUM
AIR HANDLING UNIT | DESIGN PRESSURE LOW | AHU_11 | PSI | NUM
AIR HANDLING UNIT | DRAWING NUMBER | AHU_12 | N/A | ALN
AIR HANDLING UNIT | DRIVE TYPE | AHU_19 | N/A | ALN
AIR HANDLING UNIT | EXHAUST FAN MOTOR HORSEPOWER | AHU_24 | HP | ALN
AIR HANDLING UNIT | FAN MOTOR FULL LOAD AMPS (FLA) | AHU_06 | AMP | ALN
AIR HANDLING UNIT | FULL LOAD AMPS (FLA) | AHU_20 | AMP | NUM
AIR HANDLING UNIT | HEAT RECOVERY UNIT TYPE | AHU_21 | N/A | ALN
AIR HANDLING UNIT | HEATING MBH | AHU_22 | MBH | NUM
AIR HANDLING UNIT | HEATING WATTS | AHU_23 | W | NUM
AIR HANDLING UNIT | HERTZ | AHU_03 | HZ | NUM
AIR HANDLING UNIT | INLET DIAMETER | AHU_25 | N/A | NUM
AIR HANDLING UNIT | MAX FUSE AMPS | AHU_04 | AMP | NUM
AIR HANDLING UNIT | MINIMUM CIRCUIT AMPACITY | AHU_05 | AMP | NUM
AIR HANDLING UNIT | PHASE | AHU_01 | N/A | ALN | _PHASE | 1 ; 1/3 ; 3
AIR HANDLING UNIT | RETURN FAN TYPE | AHU_26 | N/A | ALN
AIR HANDLING UNIT | SOUND ATTENUATION SIZE | AHU_27 | N/A | NUM
AIR HANDLING UNIT | SUPPLY FAN MOTOR HORSEPOWER | AHU_07 | HP | NUM
AIR HANDLING UNIT | SUPPLY FAN QUANTITY | AHU_28 | N/A | NUM
AIR HANDLING UNIT | SUPPLY FAN TYPE | AHU_29 | N/A | ALN
AIR HANDLING UNIT | TONNAGE | AHU_30 | N/A | NUM
AIR HANDLING UNIT | TYPE | AHU_31 | N/A | ALN
AIR HANDLING UNIT | VELOCITY (FPM) | AHU_32 | FPM | NUM
AIR HANDLING UNIT | VOLTAGE | AHU_02 | V | ALN
COMPRESSOR | AMPERAGE | COMPRESSOR_08 | AMP | ALN
COMPRESSOR | CAPACITY | COMPRESSOR_01 | GAL | ALN
COMPRESSOR | CFM | COMPRESSOR_04 | CF/M | NUM
COMPRESSOR | DRAWING NUMBER | COMPRESSOR_10 | N/A | ALN
COMPRESSOR | FREQUENCY | COMPRESSOR_05 | HZ | ALN
COMPRESSOR | HORSEPOWER | COMPRESSOR_07 | HP | NUM
COMPRESSOR | MOTOR SPEED | COMPRESSOR_09 | RPM | NUM
COMPRESSOR | PHASE | COMPRESSOR_06 | N/A | ALN | _PHASE | 1 ; 1/3 ; 3
COMPRESSOR | PRESSURE | COMPRESSOR_02 | PSI | NUM
COMPRESSOR | VOLTAGE | COMPRESSOR_03 | V | ALN
CONDENSER | COMPRESSOR REFRIGERANT TYPE | CONDENSER_15 | N/A | ALN
CONDENSER | COMPRESSOR TYPE | CONDENSER_16 | N/A | ALN
CONDENSER | CONDENSER FAN HORSEPOWER | CONDENSER_17 | HP | NUM
CONDENSER | COOLING CAPACITY | CONDENSER_01 | BTU/H | NUM
CONDENSER | COOLING COMPRESSOR AMPERAGE | CONDENSER_03 | AMP | NUM
CONDENSER | COOLING FAN MOTOR AMPERAGE | CONDENSER_05 | AMP | NUM
CONDENSER | DESIGN PRESSURE HIGH | CONDENSER_12 | PSIG | NUM
CONDENSER | DESIGN PRESSURE LOW | CONDENSER_13 | PSIG | NUM
CONDENSER | DRAWING NUMBER | CONDENSER_14 | N/A | ALN
CONDENSER | FAN DESIGN CFM | CONDENSER_18 | CF/M | NUM
CONDENSER | FAN MOTOR AMPERAGE | CONDENSER_11 | AMP | NUM
CONDENSER | FAN MOTOR HORSEPOWER | CONDENSER_19 | HP | NUM
CONDENSER | FREQUENCY | CONDENSER_09 | HZ | ALN
CONDENSER | FULL LOAD AMPS (FLA) | CONDENSER_20 | AMP | NUM
CONDENSER | HEATING CAPACITY | CONDENSER_02 | BTU/H | NUM
CONDENSER | HEATING COMPRESSOR AMPERAGE | CONDENSER_04 | AMP | NUM
CONDENSER | HEATING FAN MOTOR AMPERAGE | CONDENSER_06 | AMP | NUM
CONDENSER | MAX FUSE AMPS | CONDENSER_21 | AMP | NUM
CONDENSER | MAXIMUM CIRCUIT BREAKER AMPERAGE | CONDENSER_07 | AMP | NUM
CONDENSER | PHASE | CONDENSER_10 | N/A | ALN | _PHASE | 1 ; 1/3 ; 3
CONDENSER | SUPPLY FAN QUANTITY | CONDENSER_22 | N/A | NUM
CONDENSER | TONNAGE | CONDENSER_23 | N/A | NUM
CONDENSER | VOLTAGE | CONDENSER_08 | V | ALN
CONTROL PANEL | ADDRESSABLE | CONTROL_PANEL_10 | N/A | ALN | _YESNO | NO ; YES
CONTROL PANEL | AMP HOUR | CONTROL_PANEL_12 | AH | NUM
CONTROL PANEL | AMPERAGE | CONTROL_PANEL_02 | AMP | ALN
CONTROL PANEL | CABINET TYPE | CONTROL_PANEL_15 | N/A | ALN
CONTROL PANEL | CONTROL VOLTAGE | CONTROL_PANEL_11 | V | ALN
CONTROL PANEL | DRAWING NUMBER | CONTROL_PANEL_14 | N/A | ALN
CONTROL PANEL | ENCLOSURE TYPE | CONTROL_PANEL_08 | N/A | ALN
CONTROL PANEL | FACLEVEL | CONTROL_PANEL_13 | N/A | NUM | _TRALTIMERATG | 1 ; 2 ; 3 ; 4 ; 5
CONTROL PANEL | FREQUENCY | CONTROL_PANEL_04 | HZ | ALN
CONTROL PANEL | FULL LOAD AMPS (FLA) | CONTROL_PANEL_06 | AMP | NUM
CONTROL PANEL | INSTALLER NAME | CONTROL_PANEL_21 | N/A | ALN
CONTROL PANEL | MOUNT HARDWARE TYPE | CONTROL_PANEL_22 | N/A | ALN
CONTROL PANEL | OUTDOOR RATED | CONTROL_PANEL_23 | N/A | ALN | _YESNO | NO ; YES
CONTROL PANEL | PHASE | CONTROL_PANEL_05 | N/A | ALN | _PHASE | 1 ; 1/3 ; 3
CONTROL PANEL | POWER | CONTROL_PANEL_03 | W | NUM
CONTROL PANEL | RACK ELEVATION | CONTROL_PANEL_17 | N/A | ALN
CONTROL PANEL | RADIO FREQUENCY | CONTROL_PANEL_19 | N/A | ALN | _RADIOFREQ | 800 ; MULTIBAND ; N/A ; SHARED ; UHF ; VHF
CONTROL PANEL | RATING | CONTROL_PANEL_24 | N/A | ALN
CONTROL PANEL | ROOM TYPE | CONTROL_PANEL_16 | N/A | ALN
CONTROL PANEL | STATION | CONTROL_PANEL_09 | N/A | ALN | _STATION | AUXILIARY ; CENTRAL ; LOCAL ; REMOTE
CONTROL PANEL | TESTING | CONTROL_PANEL_20 | N/A | ALN | _YESNO | NO ; YES
CONTROL PANEL | TYPE | CONTROL_PANEL_18 | N/A | ALN
CONTROL PANEL | VOLTAGE | CONTROL_PANEL_01 | V | ALN
CONTROLLER | APPLICATION | CONTROLLER_01 | N/A | ALN
CONTROLLER | CABINET TYPE | CONTROLLER_39 | N/A | ALN
CONTROLLER | CONNECTION SIZE | CONTROLLER_08 | IN | NUM
CONTROLLER | CONNECTION TYPE | CONTROLLER_09 | N/A | ALN
CONTROLLER | CONTROLLER FIRMWARE REVISION NUMBER | CONTROLLER_02 | N/A | ALN
CONTROLLER | CONTROLLER MANUAL CONTROL | CONTROLLER_03 | N/A | ALN | _YESNO | NO ; YES
CONTROLLER | CONTROLLER NTCIP | CONTROLLER_04 | N/A | ALN | _YESNO | NO ; YES
CONTROLLER | CONTROLLER PREEMPTION | CONTROLLER_05 | N/A | ALN | _YESNO | NO ; YES
CONTROLLER | CONTROLLER TYPE | CONTROLLER_06 | N/A | ALN | _CONRCONLTYPE | LOCAL ; LOCAL/MASTER ; MASTER
CONTROLLER | CONTROLLER TYPE OF OPERATION | CONTROLLER_07 | N/A | ALN | _CONRTYPEOP | CENTRAL COMPUTER ; CLOSED LOOP ; COORDINATED ; FIXED TIMING ; FREE ; FULLY ACTUATED ; ISOLATED ; SEMI ACTUATED
CONTROLLER | DISPLAY TYPE | CONTROLLER_10 | N/A | ALN | _CONRDISYTYPE | LCD ; LED
CONTROLLER | DRAWING NUMBER | CONTROLLER_38 | N/A | ALN
CONTROLLER | ELECTRICAL RATING, AC | CONTROLLER_11 | V | ALN
CONTROLLER | ELECTRICAL RATING, DC | CONTROLLER_12 | V | ALN
CONTROLLER | ENCLOSURE | CONTROLLER_13 | N/A | ALN
CONTROLLER | FACLEVEL | CONTROLLER_14 | N/A | NUM | _TRALTIMERATG | 1 ; 2 ; 3 ; 4 ; 5
CONTROLLER | FUNCTION | CONTROLLER_15 | N/A | ALN | _CONRFUNN | MULTICHANNEL CONTROLLER ; SOFTWARE CONTROLLER - SEALED ; SPEED CONTROLLER ; TEMPERATURE CONTROLLER
CONTROLLER | HEIGHT | CONTROLLER_37 | IN | NUM
CONTROLLER | INPUT VOLTAGE AC | CONTROLLER_16 | N/A | ALN
CONTROLLER | INPUT VOLTAGE AC UNIT | CONTROLLER_18 | N/A | ALN | _INVOLTUOM | MV ; V
CONTROLLER | INPUT VOLTAGE DC | CONTROLLER_17 | N/A | NUM
CONTROLLER | INPUT VOLTAGE DC UNIT | CONTROLLER_19 | N/A | ALN | _INVOLTUOM | MV ; V
CONTROLLER | INTERFACE TYPE | CONTROLLER_20 | N/A | ALN
CONTROLLER | LATITUDE | CONTROLLER_42 | DEG | NUM
CONTROLLER | LENGTH | CONTROLLER_35 | IN | NUM
CONTROLLER | LONGITUDE | CONTROLLER_43 | DEG | NUM
CONTROLLER | MANUFACTURE DATE | CONTROLLER_21 | N/A | ALN
CONTROLLER | MOUNT | CONTROLLER_22 | N/A | ALN | _CONRMOUT | PANEL MOUNT ; SIDE MOUNT ; SURFACE MOUNT ; WALL MOUNT
CONTROLLER | NEMA/IP RATING | CONTROLLER_23 | N/A | NUM
CONTROLLER | ORG UNIT DESCRIPTION | CONTROLLER_47 | N/A | ALN
CONTROLLER | ORG UNIT NUMBER | CONTROLLER_46 | N/A | ALN
CONTROLLER | OUTPUT LOWER LIMIT, AC | CONTROLLER_24 | N/A | NUM
CONTROLLER | OUTPUT LOWER LIMIT, DC | CONTROLLER_25 | N/A | NUM
CONTROLLER | OUTPUT UPPER LIMIT, AC | CONTROLLER_26 | N/A | NUM
CONTROLLER | OUTPUT UPPER LIMIT, DC | CONTROLLER_27 | N/A | NUM
CONTROLLER | OUTPUT VOLTAGE AC UNIT | CONTROLLER_28 | N/A | ALN | _OUTVOLTUOM | KV ; MV ; V
CONTROLLER | OUTPUT VOLTAGE DC UNIT | CONTROLLER_29 | N/A | ALN | _OUTVOLTUOM | KV ; MV ; V
CONTROLLER | PRESSURE RATING | CONTROLLER_30 | PSI | NUM
CONTROLLER | RACK ELEVATION | CONTROLLER_41 | N/A | ALN
CONTROLLER | RADIO FREQUENCY | CONTROLLER_48 | N/A | ALN | _RADIOFREQ | 800 ; MULTIBAND ; N/A ; SHARED ; UHF ; VHF
CONTROLLER | ROOM TYPE | CONTROLLER_40 | N/A | ALN
CONTROLLER | STANDARD | CONTROLLER_31 | N/A | ALN
CONTROLLER | SUPPLY | CONTROLLER_32 | N/A | ALN
CONTROLLER | TEMPERATURE RATING | CONTROLLER_33 | F | ALN
CONTROLLER | TESTING | CONTROLLER_49 | N/A | ALN | _YESNO | NO ; YES
CONTROLLER | TYPE | CONTROLLER_34 | N/A | ALN | _CONRTYPE | N FEMALE ; SMA FEMALE
CONTROLLER | VEHICLE DESCRIPTION | CONTROLLER_45 | N/A | ALN
CONTROLLER | VEHICLE NUMBER | CONTROLLER_44 | N/A | ALN
CONTROLLER | WIDTH | CONTROLLER_36 | IN | NUM
DAMPER | ACTUATOR TYPE | DAMPER_02 | N/A | ALN | _DAMRACTRTYPE | ELECTRIC ; PNEUMATIC
DAMPER | DIMENSION | DAMPER_04 | IN | ALN
DAMPER | DRAWING NUMBER | DAMPER_05 | N/A | ALN
DAMPER | FIRE DAMPER TYPE | DAMPER_01 | N/A | ALN | _FIREDAMRTYPE | DYNAMIC ; STATIC
DAMPER | FRAME SHAPE | DAMPER_03 | N/A | ALN | _FRAESHAE | RECTANGLE ; ROUND
DAMPER | MATERIAL TYPE | DAMPER_06 | N/A | ALN
DAMPER | RATING | DAMPER_07 | N/A | ALN
DAMPER | VOLTAGE | DAMPER_08 | V | NUM
DEHUMIDIFIER | CHARGE | DEHUMIDIFIER_14 | OZ | NUM
DEHUMIDIFIER | DRAWING NUMBER | DEHUMIDIFIER_15 | N/A | ALN
DEHUMIDIFIER | FACTORY DESIGN PRESSURE | DEHUMIDIFIER_08 | PSI | NUM
DEHUMIDIFIER | LOCKED ROTOR AMPS (LRA) | DEHUMIDIFIER_12 | AMP | NUM
DEHUMIDIFIER | MAXIMUM INLET TEMPERATURE | DEHUMIDIFIER_04 | F | NUM
DEHUMIDIFIER | MAXIMUM OVERCURRENT SIZE | DEHUMIDIFIER_10 | AMP | NUM
DEHUMIDIFIER | MINIMUM CIRCUIT AMPACITY | DEHUMIDIFIER_09 | AMP | NUM
DEHUMIDIFIER | PHASE | DEHUMIDIFIER_06 | N/A | ALN | _PHASE | 1 ; 1/3 ; 3
DEHUMIDIFIER | POWER | DEHUMIDIFIER_07 | HZ | NUM
DEHUMIDIFIER | RATED LOAD AMPS | DEHUMIDIFIER_11 | AMP | NUM
DEHUMIDIFIER | RATED PRESSURE | DEHUMIDIFIER_02 | PSI | NUM
DEHUMIDIFIER | RATED SCFM | DEHUMIDIFIER_01 | CF/M | NUM
DEHUMIDIFIER | RATED TEMPERATURE | DEHUMIDIFIER_03 | F | NUM
DEHUMIDIFIER | REFRIGERATION TYPE | DEHUMIDIFIER_13 | N/A | ALN
DEHUMIDIFIER | VOLTAGE | DEHUMIDIFIER_05 | V | ALN
DUST COLLECTION SYSTEM | AIRFLOW | DUST_CS_01 | CF/M | NUM
DUST COLLECTION SYSTEM | AMPERAGE | DUST_CS_06 | AMP | ALN
DUST COLLECTION SYSTEM | DRAWING NUMBER | DUST_CS_07 | N/A | ALN
DUST COLLECTION SYSTEM | FILTER SIZE | DUST_CS_08 | N/A | ALN
DUST COLLECTION SYSTEM | MERV RATING | DUST_CS_09 |  | NUM
DUST COLLECTION SYSTEM | MOTOR HORSEPOWER | DUST_CS_02 | HP | NUM
DUST COLLECTION SYSTEM | PHASE | DUST_CS_05 | N/A | ALN | _PHASE | 1 ; 1/3 ; 3
DUST COLLECTION SYSTEM | RPM | DUST_CS_03 | RPM | NUM
DUST COLLECTION SYSTEM | VOLTAGE | DUST_CS_04 | V | ALN
EVAPORATOR | DRAWING NUMBER | EVAPORATOR_08 | N/A | ALN
EVAPORATOR | FILTER SIZE | EVAPORATOR_06 | N/A | ALN
EVAPORATOR | FREQUENCY | EVAPORATOR_02 | HZ | ALN
EVAPORATOR | INDOOR FAN MOTOR LOAD | EVAPORATOR_04 | AMP | NUM
EVAPORATOR | MERV RATING | EVAPORATOR_07 | N/A | NUM
EVAPORATOR | NUMBER OF FILTERS | EVAPORATOR_05 | N/A | NUM
EVAPORATOR | PHASE | EVAPORATOR_03 | N/A | ALN | _PHASE | 1 ; 1/3 ; 3
EVAPORATOR | VOLTAGE | EVAPORATOR_01 | V | ALN
FAN | CABINET TYPE | FAN_15 | N/A | ALN
FAN | DRAWING NUMBER | FAN_14 | N/A | ALN
FAN | FAN DESIGN CFM | FAN_01 | CF/M | NUM
FAN | FAN DESIGN STATIC PRESSURE | FAN_02 | IN. WC | NUM
FAN | FAN MAX RPM | FAN_03 | RPM | NUM
FAN | FAN MOTOR HORSEPOWER | FAN_07 | HP | NUM
FAN | FAN RPM | FAN_04 | RPM | NUM
FAN | FILTER SIZE | FAN_12 | N/A | ALN
FAN | FULL LOAD AMPS (FLA) | FAN_21 | AMP | NUM
FAN | MERV RATING | FAN_13 | N/A | NUM
FAN | MOTOR ENCLOSURE | FAN_05 | N/A | ALN
FAN | MOTOR HERTZ | FAN_06 | HZ | NUM
FAN | MOTOR PHASE | FAN_08 | N/A | NUM | _MOTRPHAE | 1 ; 3
FAN | MOTOR RPM | FAN_09 | RPM | NUM
FAN | NUMBER OF FILTERS | FAN_11 | N/A | NUM
FAN | RACK ELEVATION | FAN_17 | N/A | ALN
FAN | RADIO FREQUENCY | FAN_19 | N/A | ALN | _RADIOFREQ | 800 ; MULTIBAND ; N/A ; SHARED ; UHF ; VHF
FAN | ROOM TYPE | FAN_16 | N/A | ALN
FAN | TESTING | FAN_20 | N/A | ALN | _YESNO | NO ; YES
FAN | TYPE | FAN_18 | N/A | ALN
FAN | VELOCITY (FPM) | FAN_22 | FPM | NUM
FAN | VOLTAGE | FAN_10 | V | NUM
FAN COIL UNIT | BELT SIZE | FAN_COIL_UNIT_01 | N/A | ALN
FAN COIL UNIT | COIL FINS PER INCH | FAN_COIL_UNIT_10 | N/A | NUM
FAN COIL UNIT | COIL GPM | FAN_COIL_UNIT_11 | GPM | NUM
FAN COIL UNIT | COIL ROWS | FAN_COIL_UNIT_12 | N/A | NUM
FAN COIL UNIT | COMPRESSOR REFRIGERANT TYPE | FAN_COIL_UNIT_13 | N/A | ALN
FAN COIL UNIT | DRAWING NUMBER | FAN_COIL_UNIT_09 | N/A | ALN
FAN COIL UNIT | DRIVE TYPE | FAN_COIL_UNIT_14 | N/A | ALN
FAN COIL UNIT | FAN DESIGN CFM | FAN_COIL_UNIT_04 | CF/M | NUM
FAN COIL UNIT | FAN MOTOR HORSEPOWER | FAN_COIL_UNIT_08 | HP | NUM
FAN COIL UNIT | FULL LOAD AMPS (FLA) | FAN_COIL_UNIT_15 | AMP | NUM
FAN COIL UNIT | HEATING MBH | FAN_COIL_UNIT_16 | N/A | NUM
FAN COIL UNIT | HEIGHT | FAN_COIL_UNIT_05 | IN | NUM
FAN COIL UNIT | LENGTH | FAN_COIL_UNIT_07 | IN | NUM
FAN COIL UNIT | MAX FUSE AMPS | FAN_COIL_UNIT_17 | AMP | NUM
FAN COIL UNIT | MOUNT | FAN_COIL_UNIT_02 | N/A | ALN | _FANCOILUNITMOUT | CABINET ; DUCT ; FLOOR ; VERTICAL
FAN COIL UNIT | PIPE | FAN_COIL_UNIT_03 | N/A | NUM | _FANCOILUNITPIPE | 2 ; 4
FAN COIL UNIT | TONNAGE | FAN_COIL_UNIT_18 | N/A | NUM
FAN COIL UNIT | TYPE | FAN_COIL_UNIT_19 | N/A | ALN
FAN COIL UNIT | VOLTAGE | FAN_COIL_UNIT_20 | V | NUM
FAN COIL UNIT | WIDTH | FAN_COIL_UNIT_06 | IN | NUM
FILTER BANK | COMPRESSOR AIR PRESSURE | FILTER_BANK_03 | PSI | NUM
FILTER BANK | DRAWING NUMBER | FILTER_BANK_07 | N/A | ALN
FILTER BANK | FILTER BANK TYPE | FILTER_BANK_08 | N/A | ALN | _FILTERBANKTYPE | NON-PLEATED ; PLEATED
FILTER BANK | FILTER SIZE | FILTER_BANK_05 | N/A | ALN
FILTER BANK | MERV RATING | FILTER_BANK_06 | N/A | NUM
FILTER BANK | NUMBER OF FILTERS | FILTER_BANK_04 | N/A | NUM
FILTER BANK | WASHABLE | FILTER_BANK_09 |  | ALN | _YESNO | NO ; YES
GRAVITY VENTILATOR | DRAWING NUMBER | GRAV_VENT_04 | N/A | ALN
GRAVITY VENTILATOR | FAN DESIGN CFM | GRAV_VENT_01 | CF/M | NUM
GRAVITY VENTILATOR | TYPE | GRAV_VENT_02 | N/A | ALN
GRAVITY VENTILATOR | VOLTAGE | GRAV_VENT_03 | V | NUM
HEAT PUMP | COMPRESSOR LOCK ROTOR AMPS (LRA) | HEAT_PUMP_07 | AMP | NUM
HEAT PUMP | COMPRESSOR RATED LOAD AMPS (RLA) | HEAT_PUMP_06 | AMP | NUM
HEAT PUMP | DESIGN PRESSURE HIGH | HEAT_PUMP_08 | PSI | NUM
HEAT PUMP | DESIGN PRESSURE LOW | HEAT_PUMP_09 | PSI | NUM
HEAT PUMP | DRAWING NUMBER | HEAT_PUMP_11 | N/A | ALN
HEAT PUMP | FAN MOTOR FULL LOAD AMPS (FLA) | HEAT_PUMP_04 | AMP | ALN
HEAT PUMP | FAN MOTOR OUTPUT | HEAT_PUMP_05 | W | NUM
HEAT PUMP | HEATING CAPACITY | HEAT_PUMP_12 | BTU/H | NUM
HEAT PUMP | HERTZ | HEAT_PUMP_03 | HZ | NUM
HEAT PUMP | MOUNT TYPE | HEAT_PUMP_14 |  | ALN | _HEATPUMPMTTYPE | FLOOR ; WALL
HEAT PUMP | PHASE | HEAT_PUMP_01 | N/A | ALN | _PHASE | 1 ; 1/3 ; 3
HEAT PUMP | REFRIGERANT TYPE | HEAT_PUMP_10 | N/A | ALN
HEAT PUMP | SIZE | HEAT_PUMP_13 |  | ALN
HEAT PUMP | VOLTAGE | HEAT_PUMP_02 | V | ALN
HEATING COIL
HEATING UNIT | AMPERAGE | HEATING_UNIT_13 | AMP | ALN
HEATING UNIT | CONTROLS VOLTAGE AC | HEATING_UNIT_05 | V | ALN
HEATING UNIT | DRAWING NUMBER | HEATING_UNIT_14 | N/A | ALN
HEATING UNIT | GAS TYPE | HEATING_UNIT_06 | N/A | ALN | _GASTYPE | KEROSENE ; NATURAL ; PROPANE
HEATING UNIT | KILOWATTS | HEATING_UNIT_01 | KW | NUM
HEATING UNIT | MINIMUM INPUT | HEATING_UNIT_08 | BTU/H | NUM
HEATING UNIT | MOTOR AMPS | HEATING_UNIT_04 | AMP | NUM
HEATING UNIT | MOTOR VOLTAGE AC | HEATING_UNIT_03 | V | ALN
HEATING UNIT | NORMAL INPUT | HEATING_UNIT_07 | BTU/H | NUM
HEATING UNIT | PHASE | HEATING_UNIT_02 | N/A | ALN | _PHASE | 1 ; 1/3 ; 3
HEATING UNIT | POWER CONSUMPTION | HEATING_UNIT_11 | W | NUM
HEATING UNIT | THERMAL EFFICIENCY | HEATING_UNIT_10 | % | NUM
HEATING UNIT | THERMAL OUTPUT CAPACITY | HEATING_UNIT_09 | BTU/H | NUM
HEATING UNIT | VOLTAGE | HEATING_UNIT_12 | V | ALN
HUMIDIFIER | AREA SERVED | HUMIDIFIER_02 | N/A | ALN
HUMIDIFIER | CAPACITY | HUMIDIFIER_06 | GAL | NUM
HUMIDIFIER | DRAWING NUMBER | HUMIDIFIER_03 | N/A | ALN
HUMIDIFIER | FULL LOAD AMPS (FLA) | HUMIDIFIER_04 | AMP | NUM
HUMIDIFIER | INSTALLED HEIGHT | HUMIDIFIER_01 | IN | NUM
HUMIDIFIER | VOLTAGE | HUMIDIFIER_05 | V | NUM
PACKAGED TERMINAL AC | COMPRESSOR REFRIGERANT TYPE | PACKAGED_TERMINAL_AC_03 | N/A | ALN
PACKAGED TERMINAL AC | COMPRESSOR TYPE | PACKAGED_TERMINAL_AC_04 | N/A | ALN
PACKAGED TERMINAL AC | CONDENSER FAN HORSEPOWER | PACKAGED_TERMINAL_AC_08 | HP | NUM
PACKAGED TERMINAL AC | DRAWING NUMBER | PACKAGED_TERMINAL_AC_12 | N/A | ALN
PACKAGED TERMINAL AC | FILTER SIZE | PACKAGED_TERMINAL_AC_06 | IN | ALN
PACKAGED TERMINAL AC | FILTER TYPE | PACKAGED_TERMINAL_AC_05 | N/A | ALN
PACKAGED TERMINAL AC | FUEL SOURCE | PACKAGED_TERMINAL_AC_07 | N/A | ALN
PACKAGED TERMINAL AC | HEATING MBH | PACKAGED_TERMINAL_AC_02 | MBH | NUM
PACKAGED TERMINAL AC | MERV RATING | PACKAGED_TERMINAL_AC_11 | N/A | NUM
PACKAGED TERMINAL AC | NUMBER OF FILTERS | PACKAGED_TERMINAL_AC_09 | N/A | NUM
PACKAGED TERMINAL AC | TONNAGE | PACKAGED_TERMINAL_AC_01 | TON | NUM
PUMP | AMPERAGE | PUMP_02 | AMP | ALN
PUMP | CONFIGURATION | PUMP_21 | N/A | ALN
PUMP | DIAMETER | PUMP_22 | IN | NUM
PUMP | DRAWING NUMBER | PUMP_20 | N/A | ALN
PUMP | FREQUENCY | PUMP_03 | HZ | ALN
PUMP | FULL LOAD AMPS (FLA) | PUMP_10 | AMP | NUM
PUMP | HEAD PRESSURE | PUMP_23 | FT | NUM
PUMP | HORSEPOWER | PUMP_01 | HP | NUM
PUMP | IMPELLAR DIAMETER | PUMP_16 | IN | NUM
PUMP | LOCKED ROTOR AMPS (LRA) | PUMP_11 | AMP | NUM
PUMP | MATERIAL TYPE | PUMP_24 | N/A | ALN
PUMP | MAX BRAKE HORSEPOWER | PUMP_15 | BHP | NUM
PUMP | MAXIMUM FLOW | PUMP_13 | GPD | NUM
PUMP | MAXIMUM FLOW RATE | PUMP_19 | GPM | ALN
PUMP | MAXIMUM KW INPUT | PUMP_12 | KW | NUM
PUMP | MAXIMUM PRESSURE | PUMP_06 | PSI | NUM
PUMP | MAXIMUM SUCTION PRESSURE | PUMP_18 | PSI | NUM
PUMP | MAXIMUM WATER TEMPERATURE | PUMP_07 | F | NUM
PUMP | MOUNT | PUMP_25 | N/A | ALN
PUMP | PHASE | PUMP_08 | N/A | ALN | _PHASE | 1 ; 1/3 ; 3
PUMP | RATE BRAKE HORSEPOWER | PUMP_14 | BHP | NUM
PUMP | RATED PRESSURE | PUMP_17 | PSI | NUM
PUMP | RATING | PUMP_26 | N/A | ALN
PUMP | SPEED | PUMP_05 | RPM | NUM
PUMP | STAGE | PUMP_09 | N/A | ALN | _STAGE | MULTI ; SINGLE
PUMP | TYPE | PUMP_27 | N/A | ALN
PUMP | VOLTAGE | PUMP_04 | V | ALN
THRU-THE-WALL UNIT (TYPE OF AHU) | COMPRESSOR LOCK ROTOR AMPS (LRA) | THRU_THE_WALL_UNIT_AHU_09 | AMP | NUM
THRU-THE-WALL UNIT (TYPE OF AHU) | COMPRESSOR RATED LOAD AMPS (RLA) | THRU_THE_WALL_UNIT_AHU_08 | AMP | NUM
THRU-THE-WALL UNIT (TYPE OF AHU) | COOLING AMPS | THRU_THE_WALL_UNIT_AHU_10 | AMP | NUM
THRU-THE-WALL UNIT (TYPE OF AHU) | COOLING BTU | THRU_THE_WALL_UNIT_AHU_04 | BTU | ALN
THRU-THE-WALL UNIT (TYPE OF AHU) | COOLING WATTS | THRU_THE_WALL_UNIT_AHU_11 | W | NUM
THRU-THE-WALL UNIT (TYPE OF AHU) | DRAWING NUMBER | THRU_THE_WALL_UNIT_AHU_17 | N/A | ALN
THRU-THE-WALL UNIT (TYPE OF AHU) | FAN MOTOR FULL LOAD AMPS (FLA) | THRU_THE_WALL_UNIT_AHU_06 | AMP | ALN
THRU-THE-WALL UNIT (TYPE OF AHU) | FAN MOTOR HORSEPOWER | THRU_THE_WALL_UNIT_AHU_07 | HP | NUM
THRU-THE-WALL UNIT (TYPE OF AHU) | FILTER SIZE | THRU_THE_WALL_UNIT_AHU_15 | N/A | ALN
THRU-THE-WALL UNIT (TYPE OF AHU) | HEATING AMPS | THRU_THE_WALL_UNIT_AHU_12 | AMP | NUM
THRU-THE-WALL UNIT (TYPE OF AHU) | HEATING BTU | THRU_THE_WALL_UNIT_AHU_05 | BTU | ALN
THRU-THE-WALL UNIT (TYPE OF AHU) | HEATING WATTS | THRU_THE_WALL_UNIT_AHU_13 | W | NUM
THRU-THE-WALL UNIT (TYPE OF AHU) | HERTZ | THRU_THE_WALL_UNIT_AHU_03 | HZ | NUM
THRU-THE-WALL UNIT (TYPE OF AHU) | MERV RATING | THRU_THE_WALL_UNIT_AHU_16 | N/A | NUM
THRU-THE-WALL UNIT (TYPE OF AHU) | NUMBER OF FILTERS | THRU_THE_WALL_UNIT_AHU_14 | N/A | NUM
THRU-THE-WALL UNIT (TYPE OF AHU) | PHASE | THRU_THE_WALL_UNIT_AHU_01 | N/A | ALN | _PHASE | 1 ; 1/3 ; 3
THRU-THE-WALL UNIT (TYPE OF AHU) | VOLTAGE | THRU_THE_WALL_UNIT_AHU_02 | V | ALN
VALVE | ACTUATOR TYPE | VALVE_01 | N/A | ALN | _VALEACTRTYPE | ELECTRIC ; HYDRAULIC ; MANUAL ; PNEUMATIC ; SPRING
VALVE | BODY MATERIAL | VALVE_02 | N/A | ALN | _VALEBODYMATL | BRONZE ; CARBON STEEL ; HASTELLOY ; IRON ; MONEL ; STAINLESS STEEL
VALVE | CAPACITY | VALVE_20 | N/A | ALN
VALVE | COATING | VALVE_21 | N/A | ALN
VALVE | CONFIGURATION | VALVE_03 | N/A | ALN | _VALECONF | BOTTOM OUTLET VALVE ; DIVERT VALVE ; FLOW THROUGH VALVE ; SAMPLING VALVE ; SHUT OFF VALVE ; TAKE OFF VALVE
VALVE | CONNECTION | VALVE_04 | N/A | ALN | _VALECONN | BUTT WELD ; CLAMP ; FLANGED ; SOCKET WELD ; SOLDERED ; TAPERED ; THREADED
VALVE | CURRENT TYPE | VALVE_14 | N/A | ALN | _CURTTYPE | AC ; DC
VALVE | DRAWING NUMBER | VALVE_19 | N/A | ALN
VALVE | INLET DIAMETER | VALVE_07 | IN | NUM
VALVE | MAX HIGH LEVEL SHUTOFF | VALVE_18 | FT | NUM
VALVE | MOUNT | VALVE_05 | N/A | ALN
VALVE | OS&Y | VALVE_10 | N/A | ALN | _TRUEFALE | FALSE ; TRUE
VALVE | OUTLET DIAMETER | VALVE_08 | IN | NUM
VALVE | POWER | VALVE_16 | W | NUM
VALVE | PROCESS FLUID | VALVE_06 | N/A | ALN | _VALEPROSFLUD | GAS ; LIQUID ; VAPOR
VALVE | RATING | VALVE_22 | N/A | ALN
VALVE | RELIEF TYPE | VALVE_11 | N/A | ALN | _RELFTYPE | PRESSURE ; THERMAL ; VACUUM
VALVE | SHUT-DOWN VALVE | VALVE_13 | N/A | ALN | _YESNO | NO ; YES
VALVE | TEMPERATURE RATING | VALVE_09 | F | ALN
VALVE | TYPE | VALVE_23 | N/A | ALN
VALVE | VALVE TYPE | VALVE_17 | N/A | ALN | _VALETYPE | CONTROL ; ISOLATION
VALVE | VOLTAGE | VALVE_15 | V | ALN
VALVE | WORKING PRESSURE | VALVE_12 | PSI | NUM

## Asset Counts by ADS Code
ADS Code | Asset Count
FUNCT06A-HTRU | 142
FUNCT06B-EXF | 117
FUNCT06B-DAMP | 100
FUNCT06B-HTRU | 77
FUNCT06A-EXF | 57
FUNCT06B-AHU | 41
FUNCT06A-SRAC | 38
FUNCT06A-CUH | 35
FUNCT06A-AHU-FLTB | 33
FUNCT06A-AHU | 32
FUNCT06B-CUH | 30
FUNCT06A-TTWU | 28
FUNCT06B-AHU-DAMP | 18
FUNCT06B-HTRU.SNSR | 17
FUNCT06B-SSYS-EVAP | 17
FUNCT06A-SSYS | 15
FUNCT06B-SSYS-COND | 14
FUNCT06B-CPUMP | 12
FUNCT06A-SSYS-EVAP | 11
FUNCT06A-SSYS-COND | 10
FUNCT06B-AHU-FLTB | 10
FUNCT06B-SRAC | 9
FUNCT06A-COND | 7
FUNCT06B-EVAP.TSTAT | 7
FUNCT06B-AHU.TSTAT | 6
FUNCT06A-EVAP.TSTAT | 5
FUNCT06A-SAF | 5
FUNCT06B-AHU-CLPL | 5
FUNCT06B-SSYS | 5
FUNCT06A-PTAC | 4
FUNCT06B-EMSO | 4
FUNCT06B-FCU.TSTAT | 4
FUNCT06B-HPUMP | 4
FUNCT06B-HTRU.TSTAT | 4
FUNCT06B-PFAN | 4
FUNCT06A-AHU-CLPL | 3
FUNCT06A-DEHU | 3
FUNCT06B-EXF-MTRC | 3
FUNCT06B-FTH | 3
FUNCT06B-PAC | 3
FUNCT06B-RAF | 3
FUNCT06B-TTWU | 3
FUNCT06A-AHU.TSTAT | 2
FUNCT06B-EXF.TSTAT | 2
FUNCT06B-SAF | 2
FUNCT06A-AHU-CLCL | 1
FUNCT06A-EVAP | 1
FUNCT06A-HPUMP | 1
FUNCT06A-HTRU.TSTAT | 1
FUNCT06A-PAC | 1
FUNCT06B-AHU-EWHL | 1
FUNCT06B-AHU-HTCL | 1
FUNCT06B-EXF-DAMP | 1
FUNCT06B-PTAC | 1
FUNCT06B-TAU | 1
Total | 964