## Hiearchy View
CLASS: HEATING COIL
heating element attached to the heating unit itself. The heater generates the electric current which flows into the coil. The heating coil transfers the electric energy into heat energy.
REMOVE | N
PROBLEM_DESC | CAUSE_DESC | REMEDY_DESC
BROKEN/DAMAGED
LIGHTING
OTHER PROBLEM
OVERHEATING
POWER-ELEC
SMELL
STOPPED/SLOWED/POOR OPS
TEMP-CTRL
VIBRATION
Grand Total

## Master List
FAILURECLASS | CLASS_DESC | PROBLEM | PROBLEM_DESC | CAUSE | CAUSE_DESC | REMEDY | REMEDY_DESC | REMOVE | COMMENTS
HEATING COIL | HEATING COIL | ALM | ALARM/SENSOR | BREAKTRP | BREAKER TRIP | MOD | MODIFIED | Y
HEATING COIL | HEATING COIL | ALM | ALARM/SENSOR | BREAKTRP | BREAKER TRIP | CLEAN | CLEANED | Y
HEATING COIL | HEATING COIL | ALM | ALARM/SENSOR | BREAKTRP | BREAKER TRIP | CLOSE | SECURED/CLOSED | Y
HEATING COIL | HEATING COIL | ALM | ALARM/SENSOR | BREAKTRP | BREAKER TRIP | CONN | CONNECTED | Y
HEATING COIL | HEATING COIL | ALM | ALARM/SENSOR | BREAKTRP | BREAKER TRIP | DISCONN | DISCONNECTED | Y
HEATING COIL | HEATING COIL | ALM | ALARM/SENSOR | BREAKTRP | BREAKER TRIP | LUB | LUBRICATED | Y
HEATING COIL | HEATING COIL | ALM | ALARM/SENSOR | BREAKTRP | BREAKER TRIP | NOF | NO FAULT FOUND | Y
HEATING COIL | HEATING COIL | ALM | ALARM/SENSOR | BREAKTRP | BREAKER TRIP | OTHER-R | OTHER REMEDY | Y
HEATING COIL | HEATING COIL | ALM | ALARM/SENSOR | BREAKTRP | BREAKER TRIP | OVH | OVERHAULED/REBUILT/REFURBISHED | Y
HEATING COIL | HEATING COIL | ALM | ALARM/SENSOR | BREAKTRP | BREAKER TRIP | PAINT | PAINTED | Y
HEATING COIL | HEATING COIL | ALM | ALARM/SENSOR | BREAKTRP | BREAKER TRIP | PATCH | PATCHED/PAVED | Y
HEATING COIL | HEATING COIL | ALM | ALARM/SENSOR | BREAKTRP | BREAKER TRIP | PUMP | PUMPED OUT/EMPTIED | Y
HEATING COIL | HEATING COIL | ALM | ALARM/SENSOR | BREAKTRP | BREAKER TRIP | REFILL | REFILLED | Y
HEATING COIL | HEATING COIL | ALM | ALARM/SENSOR | BREAKTRP | BREAKER TRIP | REINS | REINSTALLED | Y
HEATING COIL | HEATING COIL | ALM | ALARM/SENSOR | BREAKTRP | BREAKER TRIP | REMOVE | REMOVED | Y
HEATING COIL | HEATING COIL | ALM | ALARM/SENSOR | BREAKTRP | BREAKER TRIP | REP | REPAIRED/RESTORED/ADJUSTED | Y
HEATING COIL | HEATING COIL | ALM | ALARM/SENSOR | BREAKTRP | BREAKER TRIP | RESEAL | RESEALED/REPACKED | Y
HEATING COIL | HEATING COIL | ALM | ALARM/SENSOR | BREAKTRP | BREAKER TRIP | RESET | RESET/RESTARTED | Y
HEATING COIL | HEATING COIL | ALM | ALARM/SENSOR | BREAKTRP | BREAKER TRIP | REWIRE | REWIRED | Y
HEATING COIL | HEATING COIL | ALM | ALARM/SENSOR | BREAKTRP | BREAKER TRIP | RPL | REPLACED | Y
HEATING COIL | HEATING COIL | ALM | ALARM/SENSOR | CORROSION | RUST/CORROSION | MOD | MODIFIED | Y
HEATING COIL | HEATING COIL | ALM | ALARM/SENSOR | CORROSION | RUST/CORROSION | CLEAN | CLEANED | Y
HEATING COIL | HEATING COIL | ALM | ALARM/SENSOR | CORROSION | RUST/CORROSION | CLOSE | SECURED/CLOSED | Y
HEATING COIL | HEATING COIL | ALM | ALARM/SENSOR | CORROSION | RUST/CORROSION | CONN | CONNECTED | Y
HEATING COIL | HEATING COIL | ALM | ALARM/SENSOR | CORROSION | RUST/CORROSION | DISCONN | DISCONNECTED | Y
HEATING COIL | HEATING COIL | ALM | ALARM/SENSOR | CORROSION | RUST/CORROSION | LUB | LUBRICATED | Y
HEATING COIL | HEATING COIL | ALM | ALARM/SENSOR | CORROSION | RUST/CORROSION | NOF | NO FAULT FOUND | Y
HEATING COIL | HEATING COIL | ALM | ALARM/SENSOR | CORROSION | RUST/CORROSION | OTHER-R | OTHER REMEDY | Y
HEATING COIL | HEATING COIL | ALM | ALARM/SENSOR | CORROSION | RUST/CORROSION | OVH | OVERHAULED/REBUILT/REFURBISHED | Y
HEATING COIL | HEATING COIL | ALM | ALARM/SENSOR | CORROSION | RUST/CORROSION | PAINT | PAINTED | Y
HEATING COIL | HEATING COIL | ALM | ALARM/SENSOR | CORROSION | RUST/CORROSION | PATCH | PATCHED/PAVED | Y
HEATING COIL | HEATING COIL | ALM | ALARM/SENSOR | CORROSION | RUST/CORROSION | PUMP | PUMPED OUT/EMPTIED | Y
HEATING COIL | HEATING COIL | ALM | ALARM/SENSOR | CORROSION | RUST/CORROSION | REFILL | REFILLED | Y
HEATING COIL | HEATING COIL | ALM | ALARM/SENSOR | CORROSION | RUST/CORROSION | REINS | REINSTALLED | Y
HEATING COIL | HEATING COIL | ALM | ALARM/SENSOR | CORROSION | RUST/CORROSION | REMOVE | REMOVED | Y
HEATING COIL | HEATING COIL | ALM | ALARM/SENSOR | CORROSION | RUST/CORROSION | REP | REPAIRED/RESTORED/ADJUSTED | Y
HEATING COIL | HEATING COIL | ALM | ALARM/SENSOR | CORROSION | RUST/CORROSION | RESEAL | RESEALED/REPACKED | Y
HEATING COIL | HEATING COIL | ALM | ALARM/SENSOR | CORROSION | RUST/CORROSION | RESET | RESET/RESTARTED | Y
HEATING COIL | HEATING COIL | ALM | ALARM/SENSOR | CORROSION | RUST/CORROSION | REWIRE | REWIRED | Y
HEATING COIL | HEATING COIL | ALM | ALARM/SENSOR | CORROSION | RUST/CORROSION | RPL | REPLACED | Y
HEATING COIL | HEATING COIL | ALM | ALARM/SENSOR | DAMAGE | DAMAGED/BROKEN | MOD | MODIFIED | Y
HEATING COIL | HEATING COIL | ALM | ALARM/SENSOR | DAMAGE | DAMAGED/BROKEN | CLEAN | CLEANED | Y
HEATING COIL | HEATING COIL | ALM | ALARM/SENSOR | DAMAGE | DAMAGED/BROKEN | CLOSE | SECURED/CLOSED | Y
HEATING COIL | HEATING COIL | ALM | ALARM/SENSOR | DAMAGE | DAMAGED/BROKEN | CONN | CONNECTED | Y
HEATING COIL | HEATING COIL | ALM | ALARM/SENSOR | DAMAGE | DAMAGED/BROKEN | DISCONN | DISCONNECTED | Y
HEATING COIL | HEATING COIL | ALM | ALARM/SENSOR | DAMAGE | DAMAGED/BROKEN | LUB | LUBRICATED | Y
HEATING COIL | HEATING COIL | ALM | ALARM/SENSOR | DAMAGE | DAMAGED/BROKEN | NOF | NO FAULT FOUND | Y
HEATING COIL | HEATING COIL | ALM | ALARM/SENSOR | DAMAGE | DAMAGED/BROKEN | OTHER-R | OTHER REMEDY | Y
HEATING COIL | HEATING COIL | ALM | ALARM/SENSOR | DAMAGE | DAMAGED/BROKEN | OVH | OVERHAULED/REBUILT/REFURBISHED | Y
HEATING COIL | HEATING COIL | ALM | ALARM/SENSOR | DAMAGE | DAMAGED/BROKEN | PAINT | PAINTED | Y
HEATING COIL | HEATING COIL | ALM | ALARM/SENSOR | DAMAGE | DAMAGED/BROKEN | PATCH | PATCHED/PAVED | Y
HEATING COIL | HEATING COIL | ALM | ALARM/SENSOR | DAMAGE | DAMAGED/BROKEN | PUMP | PUMPED OUT/EMPTIED | Y
HEATING COIL | HEATING COIL | ALM | ALARM/SENSOR | DAMAGE | DAMAGED/BROKEN | REFILL | REFILLED | Y
HEATING COIL | HEATING COIL | ALM | ALARM/SENSOR | DAMAGE | DAMAGED/BROKEN | REINS | REINSTALLED | Y
HEATING COIL | HEATING COIL | ALM | ALARM/SENSOR | DAMAGE | DAMAGED/BROKEN | REMOVE | REMOVED | Y
HEATING COIL | HEATING COIL | ALM | ALARM/SENSOR | DAMAGE | DAMAGED/BROKEN | REP | REPAIRED/RESTORED/ADJUSTED | Y
HEATING COIL | HEATING COIL | ALM | ALARM/SENSOR | DAMAGE | DAMAGED/BROKEN | RESEAL | RESEALED/REPACKED | Y
HEATING COIL | HEATING COIL | ALM | ALARM/SENSOR | DAMAGE | DAMAGED/BROKEN | RESET | RESET/RESTARTED | Y
HEATING COIL | HEATING COIL | ALM | ALARM/SENSOR | DAMAGE | DAMAGED/BROKEN | REWIRE | REWIRED | Y
HEATING COIL | HEATING COIL | ALM | ALARM/SENSOR | DAMAGE | DAMAGED/BROKEN | RPL | REPLACED | Y
HEATING COIL | HEATING COIL | ALM | ALARM/SENSOR | DESGEN | DESIGN RELATED | MOD | MODIFIED | Y
HEATING COIL | HEATING COIL | ALM | ALARM/SENSOR | DESGEN | DESIGN RELATED | CLEAN | CLEANED | Y
HEATING COIL | HEATING COIL | ALM | ALARM/SENSOR | DESGEN | DESIGN RELATED | CLOSE | SECURED/CLOSED | Y
HEATING COIL | HEATING COIL | ALM | ALARM/SENSOR | DESGEN | DESIGN RELATED | CONN | CONNECTED | Y
HEATING COIL | HEATING COIL | ALM | ALARM/SENSOR | DESGEN | DESIGN RELATED | DISCONN | DISCONNECTED | Y
HEATING COIL | HEATING COIL | ALM | ALARM/SENSOR | DESGEN | DESIGN RELATED | LUB | LUBRICATED | Y
HEATING COIL | HEATING COIL | ALM | ALARM/SENSOR | DESGEN | DESIGN RELATED | NOF | NO FAULT FOUND | Y
HEATING COIL | HEATING COIL | ALM | ALARM/SENSOR | DESGEN | DESIGN RELATED | OTHER-R | OTHER REMEDY | Y
HEATING COIL | HEATING COIL | ALM | ALARM/SENSOR | DESGEN | DESIGN RELATED | OVH | OVERHAULED/REBUILT/REFURBISHED | Y
HEATING COIL | HEATING COIL | ALM | ALARM/SENSOR | DESGEN | DESIGN RELATED | PAINT | PAINTED | Y
HEATING COIL | HEATING COIL | ALM | ALARM/SENSOR | DESGEN | DESIGN RELATED | PATCH | PATCHED/PAVED | Y
HEATING COIL | HEATING COIL | ALM | ALARM/SENSOR | DESGEN | DESIGN RELATED | PUMP | PUMPED OUT/EMPTIED | Y
HEATING COIL | HEATING COIL | ALM | ALARM/SENSOR | DESGEN | DESIGN RELATED | REFILL | REFILLED | Y
HEATING COIL | HEATING COIL | ALM | ALARM/SENSOR | DESGEN | DESIGN RELATED | REINS | REINSTALLED | Y
HEATING COIL | HEATING COIL | ALM | ALARM/SENSOR | DESGEN | DESIGN RELATED | REMOVE | REMOVED | Y
HEATING COIL | HEATING COIL | ALM | ALARM/SENSOR | DESGEN | DESIGN RELATED | REP | REPAIRED/RESTORED/ADJUSTED | Y
HEATING COIL | HEATING COIL | ALM | ALARM/SENSOR | DESGEN | DESIGN RELATED | RESEAL | RESEALED/REPACKED | Y
HEATING COIL | HEATING COIL | ALM | ALARM/SENSOR | DESGEN | DESIGN RELATED | RESET | RESET/RESTARTED | Y
HEATING COIL | HEATING COIL | ALM | ALARM/SENSOR | DESGEN | DESIGN RELATED | REWIRE | REWIRED | Y
HEATING COIL | HEATING COIL | ALM | ALARM/SENSOR | DESGEN | DESIGN RELATED | RPL | REPLACED | Y
HEATING COIL | HEATING COIL | ALM | ALARM/SENSOR | DIRTY | DIRTY | MOD | MODIFIED | Y
HEATING COIL | HEATING COIL | ALM | ALARM/SENSOR | DIRTY | DIRTY | CLEAN | CLEANED | Y
HEATING COIL | HEATING COIL | ALM | ALARM/SENSOR | DIRTY | DIRTY | CLOSE | SECURED/CLOSED | Y
HEATING COIL | HEATING COIL | ALM | ALARM/SENSOR | DIRTY | DIRTY | CONN | CONNECTED | Y
HEATING COIL | HEATING COIL | ALM | ALARM/SENSOR | DIRTY | DIRTY | DISCONN | DISCONNECTED | Y
HEATING COIL | HEATING COIL | ALM | ALARM/SENSOR | DIRTY | DIRTY | LUB | LUBRICATED | Y
HEATING COIL | HEATING COIL | ALM | ALARM/SENSOR | DIRTY | DIRTY | NOF | NO FAULT FOUND | Y
HEATING COIL | HEATING COIL | ALM | ALARM/SENSOR | DIRTY | DIRTY | OTHER-R | OTHER REMEDY | Y
HEATING COIL | HEATING COIL | ALM | ALARM/SENSOR | DIRTY | DIRTY | OVH | OVERHAULED/REBUILT/REFURBISHED | Y
HEATING COIL | HEATING COIL | ALM | ALARM/SENSOR | DIRTY | DIRTY | PAINT | PAINTED | Y
HEATING COIL | HEATING COIL | ALM | ALARM/SENSOR | DIRTY | DIRTY | PATCH | PATCHED/PAVED | Y
HEATING COIL | HEATING COIL | ALM | ALARM/SENSOR | DIRTY | DIRTY | PUMP | PUMPED OUT/EMPTIED | Y
HEATING COIL | HEATING COIL | ALM | ALARM/SENSOR | DIRTY | DIRTY | REFILL | REFILLED | Y
HEATING COIL | HEATING COIL | ALM | ALARM/SENSOR | DIRTY | DIRTY | REINS | REINSTALLED | Y
HEATING COIL | HEATING COIL | ALM | ALARM/SENSOR | DIRTY | DIRTY | REMOVE | REMOVED | Y
HEATING COIL | HEATING COIL | ALM | ALARM/SENSOR | DIRTY | DIRTY | REP | REPAIRED/RESTORED/ADJUSTED | Y
HEATING COIL | HEATING COIL | ALM | ALARM/SENSOR | DIRTY | DIRTY | RESEAL | RESEALED/REPACKED | Y
HEATING COIL | HEATING COIL | ALM | ALARM/SENSOR | DIRTY | DIRTY | RESET | RESET/RESTARTED | Y
HEATING COIL | HEATING COIL | ALM | ALARM/SENSOR | DIRTY | DIRTY | REWIRE | REWIRED | Y
HEATING COIL | HEATING COIL | ALM | ALARM/SENSOR | DIRTY | DIRTY | RPL | REPLACED | Y
HEATING COIL | HEATING COIL | ALM | ALARM/SENSOR | EXPWT | EXPECTED WEAR AND TEAR | MOD | MODIFIED | Y
HEATING COIL | HEATING COIL | ALM | ALARM/SENSOR | EXPWT | EXPECTED WEAR AND TEAR | CLEAN | CLEANED | Y
HEATING COIL | HEATING COIL | ALM | ALARM/SENSOR | EXPWT | EXPECTED WEAR AND TEAR | CLOSE | SECURED/CLOSED | Y
HEATING COIL | HEATING COIL | ALM | ALARM/SENSOR | EXPWT | EXPECTED WEAR AND TEAR | CONN | CONNECTED | Y
HEATING COIL | HEATING COIL | ALM | ALARM/SENSOR | EXPWT | EXPECTED WEAR AND TEAR | DISCONN | DISCONNECTED | Y
HEATING COIL | HEATING COIL | ALM | ALARM/SENSOR | EXPWT | EXPECTED WEAR AND TEAR | LUB | LUBRICATED | Y
HEATING COIL | HEATING COIL | ALM | ALARM/SENSOR | EXPWT | EXPECTED WEAR AND TEAR | NOF | NO FAULT FOUND | Y
HEATING COIL | HEATING COIL | ALM | ALARM/SENSOR | EXPWT | EXPECTED WEAR AND TEAR | OTHER-R | OTHER REMEDY | Y
HEATING COIL | HEATING COIL | ALM | ALARM/SENSOR | EXPWT | EXPECTED WEAR AND TEAR | OVH | OVERHAULED/REBUILT/REFURBISHED | Y
HEATING COIL | HEATING COIL | ALM | ALARM/SENSOR | EXPWT | EXPECTED WEAR AND TEAR | PAINT | PAINTED | Y
HEATING COIL | HEATING COIL | ALM | ALARM/SENSOR | EXPWT | EXPECTED WEAR AND TEAR | PATCH | PATCHED/PAVED | Y
HEATING COIL | HEATING COIL | ALM | ALARM/SENSOR | EXPWT | EXPECTED WEAR AND TEAR | PUMP | PUMPED OUT/EMPTIED | Y
HEATING COIL | HEATING COIL | ALM | ALARM/SENSOR | EXPWT | EXPECTED WEAR AND TEAR | REFILL | REFILLED | Y
HEATING COIL | HEATING COIL | ALM | ALARM/SENSOR | EXPWT | EXPECTED WEAR AND TEAR | REINS | REINSTALLED | Y
HEATING COIL | HEATING COIL | ALM | ALARM/SENSOR | EXPWT | EXPECTED WEAR AND TEAR | REMOVE | REMOVED | Y
HEATING COIL | HEATING COIL | ALM | ALARM/SENSOR | EXPWT | EXPECTED WEAR AND TEAR | REP | REPAIRED/RESTORED/ADJUSTED | Y
HEATING COIL | HEATING COIL | ALM | ALARM/SENSOR | EXPWT | EXPECTED WEAR AND TEAR | RESEAL | RESEALED/REPACKED | Y
HEATING COIL | HEATING COIL | ALM | ALARM/SENSOR | EXPWT | EXPECTED WEAR AND TEAR | RESET | RESET/RESTARTED | Y
HEATING COIL | HEATING COIL | ALM | ALARM/SENSOR | EXPWT | EXPECTED WEAR AND TEAR | REWIRE | REWIRED | Y
HEATING COIL | HEATING COIL | ALM | ALARM/SENSOR | EXPWT | EXPECTED WEAR AND TEAR | RPL | REPLACED | Y
HEATING COIL | HEATING COIL | ALM | ALARM/SENSOR | FABGEN | FABRICATION/INSTALLATION RELATED | MOD | MODIFIED | Y
HEATING COIL | HEATING COIL | ALM | ALARM/SENSOR | FABGEN | FABRICATION/INSTALLATION RELATED | CLEAN | CLEANED | Y
HEATING COIL | HEATING COIL | ALM | ALARM/SENSOR | FABGEN | FABRICATION/INSTALLATION RELATED | CLOSE | SECURED/CLOSED | Y
HEATING COIL | HEATING COIL | ALM | ALARM/SENSOR | FABGEN | FABRICATION/INSTALLATION RELATED | CONN | CONNECTED | Y
HEATING COIL | HEATING COIL | ALM | ALARM/SENSOR | FABGEN | FABRICATION/INSTALLATION RELATED | DISCONN | DISCONNECTED | Y
HEATING COIL | HEATING COIL | ALM | ALARM/SENSOR | FABGEN | FABRICATION/INSTALLATION RELATED | LUB | LUBRICATED | Y
HEATING COIL | HEATING COIL | ALM | ALARM/SENSOR | FABGEN | FABRICATION/INSTALLATION RELATED | NOF | NO FAULT FOUND | Y
HEATING COIL | HEATING COIL | ALM | ALARM/SENSOR | FABGEN | FABRICATION/INSTALLATION RELATED | OTHER-R | OTHER REMEDY | Y
HEATING COIL | HEATING COIL | ALM | ALARM/SENSOR | FABGEN | FABRICATION/INSTALLATION RELATED | OVH | OVERHAULED/REBUILT/REFURBISHED | Y
HEATING COIL | HEATING COIL | ALM | ALARM/SENSOR | FABGEN | FABRICATION/INSTALLATION RELATED | PAINT | PAINTED | Y
HEATING COIL | HEATING COIL | ALM | ALARM/SENSOR | FABGEN | FABRICATION/INSTALLATION RELATED | PATCH | PATCHED/PAVED | Y
HEATING COIL | HEATING COIL | ALM | ALARM/SENSOR | FABGEN | FABRICATION/INSTALLATION RELATED | PUMP | PUMPED OUT/EMPTIED | Y
HEATING COIL | HEATING COIL | ALM | ALARM/SENSOR | FABGEN | FABRICATION/INSTALLATION RELATED | REFILL | REFILLED | Y
HEATING COIL | HEATING COIL | ALM | ALARM/SENSOR | FABGEN | FABRICATION/INSTALLATION RELATED | REINS | REINSTALLED | Y
HEATING COIL | HEATING COIL | ALM | ALARM/SENSOR | FABGEN | FABRICATION/INSTALLATION RELATED | REMOVE | REMOVED | Y
HEATING COIL | HEATING COIL | ALM | ALARM/SENSOR | FABGEN | FABRICATION/INSTALLATION RELATED | REP | REPAIRED/RESTORED/ADJUSTED | Y
HEATING COIL | HEATING COIL | ALM | ALARM/SENSOR | FABGEN | FABRICATION/INSTALLATION RELATED | RESEAL | RESEALED/REPACKED | Y
HEATING COIL | HEATING COIL | ALM | ALARM/SENSOR | FABGEN | FABRICATION/INSTALLATION RELATED | RESET | RESET/RESTARTED | Y
HEATING COIL | HEATING COIL | ALM | ALARM/SENSOR | FABGEN | FABRICATION/INSTALLATION RELATED | REWIRE | REWIRED | Y
HEATING COIL | HEATING COIL | ALM | ALARM/SENSOR | FABGEN | FABRICATION/INSTALLATION RELATED | RPL | REPLACED | Y
HEATING COIL | HEATING COIL | ALM | ALARM/SENSOR | IMPMAT | IMPROPER MATERIAL | MOD | MODIFIED | Y
HEATING COIL | HEATING COIL | ALM | ALARM/SENSOR | IMPMAT | IMPROPER MATERIAL | CLEAN | CLEANED | Y
HEATING COIL | HEATING COIL | ALM | ALARM/SENSOR | IMPMAT | IMPROPER MATERIAL | CLOSE | SECURED/CLOSED | Y
HEATING COIL | HEATING COIL | ALM | ALARM/SENSOR | IMPMAT | IMPROPER MATERIAL | CONN | CONNECTED | Y
HEATING COIL | HEATING COIL | ALM | ALARM/SENSOR | IMPMAT | IMPROPER MATERIAL | DISCONN | DISCONNECTED | Y
HEATING COIL | HEATING COIL | ALM | ALARM/SENSOR | IMPMAT | IMPROPER MATERIAL | LUB | LUBRICATED | Y
HEATING COIL | HEATING COIL | ALM | ALARM/SENSOR | IMPMAT | IMPROPER MATERIAL | NOF | NO FAULT FOUND | Y
HEATING COIL | HEATING COIL | ALM | ALARM/SENSOR | IMPMAT | IMPROPER MATERIAL | OTHER-R | OTHER REMEDY | Y
HEATING COIL | HEATING COIL | ALM | ALARM/SENSOR | IMPMAT | IMPROPER MATERIAL | OVH | OVERHAULED/REBUILT/REFURBISHED | Y
HEATING COIL | HEATING COIL | ALM | ALARM/SENSOR | IMPMAT | IMPROPER MATERIAL | PAINT | PAINTED | Y
HEATING COIL | HEATING COIL | ALM | ALARM/SENSOR | IMPMAT | IMPROPER MATERIAL | PATCH | PATCHED/PAVED | Y
HEATING COIL | HEATING COIL | ALM | ALARM/SENSOR | IMPMAT | IMPROPER MATERIAL | PUMP | PUMPED OUT/EMPTIED | Y
HEATING COIL | HEATING COIL | ALM | ALARM/SENSOR | IMPMAT | IMPROPER MATERIAL | REFILL | REFILLED | Y
HEATING COIL | HEATING COIL | ALM | ALARM/SENSOR | IMPMAT | IMPROPER MATERIAL | REINS | REINSTALLED | Y
HEATING COIL | HEATING COIL | ALM | ALARM/SENSOR | IMPMAT | IMPROPER MATERIAL | REMOVE | REMOVED | Y
HEATING COIL | HEATING COIL | ALM | ALARM/SENSOR | IMPMAT | IMPROPER MATERIAL | REP | REPAIRED/RESTORED/ADJUSTED | Y
HEATING COIL | HEATING COIL | ALM | ALARM/SENSOR | IMPMAT | IMPROPER MATERIAL | RESEAL | RESEALED/REPACKED | Y
HEATING COIL | HEATING COIL | ALM | ALARM/SENSOR | IMPMAT | IMPROPER MATERIAL | RESET | RESET/RESTARTED | Y
HEATING COIL | HEATING COIL | ALM | ALARM/SENSOR | IMPMAT | IMPROPER MATERIAL | REWIRE | REWIRED | Y
HEATING COIL | HEATING COIL | ALM | ALARM/SENSOR | IMPMAT | IMPROPER MATERIAL | RPL | REPLACED | Y
HEATING COIL | HEATING COIL | ALM | ALARM/SENSOR | LEAK | LEAK | MOD | MODIFIED | Y
HEATING COIL | HEATING COIL | ALM | ALARM/SENSOR | LEAK | LEAK | CLEAN | CLEANED | Y
HEATING COIL | HEATING COIL | ALM | ALARM/SENSOR | LEAK | LEAK | CLOSE | SECURED/CLOSED | Y
HEATING COIL | HEATING COIL | ALM | ALARM/SENSOR | LEAK | LEAK | CONN | CONNECTED | Y
HEATING COIL | HEATING COIL | ALM | ALARM/SENSOR | LEAK | LEAK | DISCONN | DISCONNECTED | Y
HEATING COIL | HEATING COIL | ALM | ALARM/SENSOR | LEAK | LEAK | LUB | LUBRICATED | Y
HEATING COIL | HEATING COIL | ALM | ALARM/SENSOR | LEAK | LEAK | NOF | NO FAULT FOUND | Y
HEATING COIL | HEATING COIL | ALM | ALARM/SENSOR | LEAK | LEAK | OTHER-R | OTHER REMEDY | Y
HEATING COIL | HEATING COIL | ALM | ALARM/SENSOR | LEAK | LEAK | OVH | OVERHAULED/REBUILT/REFURBISHED | Y
HEATING COIL | HEATING COIL | ALM | ALARM/SENSOR | LEAK | LEAK | PAINT | PAINTED | Y
HEATING COIL | HEATING COIL | ALM | ALARM/SENSOR | LEAK | LEAK | PATCH | PATCHED/PAVED | Y
HEATING COIL | HEATING COIL | ALM | ALARM/SENSOR | LEAK | LEAK | PUMP | PUMPED OUT/EMPTIED | Y
HEATING COIL | HEATING COIL | ALM | ALARM/SENSOR | LEAK | LEAK | REFILL | REFILLED | Y
HEATING COIL | HEATING COIL | ALM | ALARM/SENSOR | LEAK | LEAK | REINS | REINSTALLED | Y
HEATING COIL | HEATING COIL | ALM | ALARM/SENSOR | LEAK | LEAK | REMOVE | REMOVED | Y
HEATING COIL | HEATING COIL | ALM | ALARM/SENSOR | LEAK | LEAK | REP | REPAIRED/RESTORED/ADJUSTED | Y
HEATING COIL | HEATING COIL | ALM | ALARM/SENSOR | LEAK | LEAK | RESEAL | RESEALED/REPACKED | Y
HEATING COIL | HEATING COIL | ALM | ALARM/SENSOR | LEAK | LEAK | RESET | RESET/RESTARTED | Y
HEATING COIL | HEATING COIL | ALM | ALARM/SENSOR | LEAK | LEAK | REWIRE | REWIRED | Y
HEATING COIL | HEATING COIL | ALM | ALARM/SENSOR | LEAK | LEAK | RPL | REPLACED | Y
HEATING COIL | HEATING COIL | ALM | ALARM/SENSOR | LOOSE | LOOSE/MISALIGNED | MOD | MODIFIED | Y
HEATING COIL | HEATING COIL | ALM | ALARM/SENSOR | LOOSE | LOOSE/MISALIGNED | CLEAN | CLEANED | Y
HEATING COIL | HEATING COIL | ALM | ALARM/SENSOR | LOOSE | LOOSE/MISALIGNED | CLOSE | SECURED/CLOSED | Y
HEATING COIL | HEATING COIL | ALM | ALARM/SENSOR | LOOSE | LOOSE/MISALIGNED | CONN | CONNECTED | Y
HEATING COIL | HEATING COIL | ALM | ALARM/SENSOR | LOOSE | LOOSE/MISALIGNED | DISCONN | DISCONNECTED | Y
HEATING COIL | HEATING COIL | ALM | ALARM/SENSOR | LOOSE | LOOSE/MISALIGNED | LUB | LUBRICATED | Y
HEATING COIL | HEATING COIL | ALM | ALARM/SENSOR | LOOSE | LOOSE/MISALIGNED | NOF | NO FAULT FOUND | Y
HEATING COIL | HEATING COIL | ALM | ALARM/SENSOR | LOOSE | LOOSE/MISALIGNED | OTHER-R | OTHER REMEDY | Y
HEATING COIL | HEATING COIL | ALM | ALARM/SENSOR | LOOSE | LOOSE/MISALIGNED | OVH | OVERHAULED/REBUILT/REFURBISHED | Y
HEATING COIL | HEATING COIL | ALM | ALARM/SENSOR | LOOSE | LOOSE/MISALIGNED | PAINT | PAINTED | Y
HEATING COIL | HEATING COIL | ALM | ALARM/SENSOR | LOOSE | LOOSE/MISALIGNED | PATCH | PATCHED/PAVED | Y
HEATING COIL | HEATING COIL | ALM | ALARM/SENSOR | LOOSE | LOOSE/MISALIGNED | PUMP | PUMPED OUT/EMPTIED | Y
HEATING COIL | HEATING COIL | ALM | ALARM/SENSOR | LOOSE | LOOSE/MISALIGNED | REFILL | REFILLED | Y
HEATING COIL | HEATING COIL | ALM | ALARM/SENSOR | LOOSE | LOOSE/MISALIGNED | REINS | REINSTALLED | Y
HEATING COIL | HEATING COIL | ALM | ALARM/SENSOR | LOOSE | LOOSE/MISALIGNED | REMOVE | REMOVED | Y
HEATING COIL | HEATING COIL | ALM | ALARM/SENSOR | LOOSE | LOOSE/MISALIGNED | REP | REPAIRED/RESTORED/ADJUSTED | Y
HEATING COIL | HEATING COIL | ALM | ALARM/SENSOR | LOOSE | LOOSE/MISALIGNED | RESEAL | RESEALED/REPACKED | Y
HEATING COIL | HEATING COIL | ALM | ALARM/SENSOR | LOOSE | LOOSE/MISALIGNED | RESET | RESET/RESTARTED | Y
HEATING COIL | HEATING COIL | ALM | ALARM/SENSOR | LOOSE | LOOSE/MISALIGNED | REWIRE | REWIRED | Y
HEATING COIL | HEATING COIL | ALM | ALARM/SENSOR | LOOSE | LOOSE/MISALIGNED | RPL | REPLACED | Y
HEATING COIL | HEATING COIL | ALM | ALARM/SENSOR | NOCAUSE | NO CAUSE FOUND | MOD | MODIFIED | Y
HEATING COIL | HEATING COIL | ALM | ALARM/SENSOR | NOCAUSE | NO CAUSE FOUND | CLEAN | CLEANED | Y
HEATING COIL | HEATING COIL | ALM | ALARM/SENSOR | NOCAUSE | NO CAUSE FOUND | CLOSE | SECURED/CLOSED | Y
HEATING COIL | HEATING COIL | ALM | ALARM/SENSOR | NOCAUSE | NO CAUSE FOUND | CONN | CONNECTED | Y
HEATING COIL | HEATING COIL | ALM | ALARM/SENSOR | NOCAUSE | NO CAUSE FOUND | DISCONN | DISCONNECTED | Y
HEATING COIL | HEATING COIL | ALM | ALARM/SENSOR | NOCAUSE | NO CAUSE FOUND | LUB | LUBRICATED | Y
HEATING COIL | HEATING COIL | ALM | ALARM/SENSOR | NOCAUSE | NO CAUSE FOUND | NOF | NO FAULT FOUND | Y
HEATING COIL | HEATING COIL | ALM | ALARM/SENSOR | NOCAUSE | NO CAUSE FOUND | OTHER-R | OTHER REMEDY | Y
HEATING COIL | HEATING COIL | ALM | ALARM/SENSOR | NOCAUSE | NO CAUSE FOUND | OVH | OVERHAULED/REBUILT/REFURBISHED | Y
HEATING COIL | HEATING COIL | ALM | ALARM/SENSOR | NOCAUSE | NO CAUSE FOUND | PAINT | PAINTED | Y
HEATING COIL | HEATING COIL | ALM | ALARM/SENSOR | NOCAUSE | NO CAUSE FOUND | PATCH | PATCHED/PAVED | Y
HEATING COIL | HEATING COIL | ALM | ALARM/SENSOR | NOCAUSE | NO CAUSE FOUND | PUMP | PUMPED OUT/EMPTIED | Y
HEATING COIL | HEATING COIL | ALM | ALARM/SENSOR | NOCAUSE | NO CAUSE FOUND | REFILL | REFILLED | Y
HEATING COIL | HEATING COIL | ALM | ALARM/SENSOR | NOCAUSE | NO CAUSE FOUND | REINS | REINSTALLED | Y
HEATING COIL | HEATING COIL | ALM | ALARM/SENSOR | NOCAUSE | NO CAUSE FOUND | REMOVE | REMOVED | Y
HEATING COIL | HEATING COIL | ALM | ALARM/SENSOR | NOCAUSE | NO CAUSE FOUND | REP | REPAIRED/RESTORED/ADJUSTED | Y
HEATING COIL | HEATING COIL | ALM | ALARM/SENSOR | NOCAUSE | NO CAUSE FOUND | RESEAL | RESEALED/REPACKED | Y
HEATING COIL | HEATING COIL | ALM | ALARM/SENSOR | NOCAUSE | NO CAUSE FOUND | RESET | RESET/RESTARTED | Y
HEATING COIL | HEATING COIL | ALM | ALARM/SENSOR | NOCAUSE | NO CAUSE FOUND | REWIRE | REWIRED | Y
HEATING COIL | HEATING COIL | ALM | ALARM/SENSOR | NOCAUSE | NO CAUSE FOUND | RPL | REPLACED | Y
HEATING COIL | HEATING COIL | ALM | ALARM/SENSOR | OBSTR | JAMMED/OBSTRUCTED | MOD | MODIFIED | Y
HEATING COIL | HEATING COIL | ALM | ALARM/SENSOR | OBSTR | JAMMED/OBSTRUCTED | CLEAN | CLEANED | Y
HEATING COIL | HEATING COIL | ALM | ALARM/SENSOR | OBSTR | JAMMED/OBSTRUCTED | CLOSE | SECURED/CLOSED | Y
HEATING COIL | HEATING COIL | ALM | ALARM/SENSOR | OBSTR | JAMMED/OBSTRUCTED | CONN | CONNECTED | Y
HEATING COIL | HEATING COIL | ALM | ALARM/SENSOR | OBSTR | JAMMED/OBSTRUCTED | DISCONN | DISCONNECTED | Y
HEATING COIL | HEATING COIL | ALM | ALARM/SENSOR | OBSTR | JAMMED/OBSTRUCTED | LUB | LUBRICATED | Y
HEATING COIL | HEATING COIL | ALM | ALARM/SENSOR | OBSTR | JAMMED/OBSTRUCTED | NOF | NO FAULT FOUND | Y
HEATING COIL | HEATING COIL | ALM | ALARM/SENSOR | OBSTR | JAMMED/OBSTRUCTED | OTHER-R | OTHER REMEDY | Y
HEATING COIL | HEATING COIL | ALM | ALARM/SENSOR | OBSTR | JAMMED/OBSTRUCTED | OVH | OVERHAULED/REBUILT/REFURBISHED | Y
HEATING COIL | HEATING COIL | ALM | ALARM/SENSOR | OBSTR | JAMMED/OBSTRUCTED | PAINT | PAINTED | Y
HEATING COIL | HEATING COIL | ALM | ALARM/SENSOR | OBSTR | JAMMED/OBSTRUCTED | PATCH | PATCHED/PAVED | Y
HEATING COIL | HEATING COIL | ALM | ALARM/SENSOR | OBSTR | JAMMED/OBSTRUCTED | PUMP | PUMPED OUT/EMPTIED | Y
HEATING COIL | HEATING COIL | ALM | ALARM/SENSOR | OBSTR | JAMMED/OBSTRUCTED | REFILL | REFILLED | Y
HEATING COIL | HEATING COIL | ALM | ALARM/SENSOR | OBSTR | JAMMED/OBSTRUCTED | REINS | REINSTALLED | Y
HEATING COIL | HEATING COIL | ALM | ALARM/SENSOR | OBSTR | JAMMED/OBSTRUCTED | REMOVE | REMOVED | Y
HEATING COIL | HEATING COIL | ALM | ALARM/SENSOR | OBSTR | JAMMED/OBSTRUCTED | REP | REPAIRED/RESTORED/ADJUSTED | Y
HEATING COIL | HEATING COIL | ALM | ALARM/SENSOR | OBSTR | JAMMED/OBSTRUCTED | RESEAL | RESEALED/REPACKED | Y
HEATING COIL | HEATING COIL | ALM | ALARM/SENSOR | OBSTR | JAMMED/OBSTRUCTED | RESET | RESET/RESTARTED | Y
HEATING COIL | HEATING COIL | ALM | ALARM/SENSOR | OBSTR | JAMMED/OBSTRUCTED | REWIRE | REWIRED | Y
HEATING COIL | HEATING COIL | ALM | ALARM/SENSOR | OBSTR | JAMMED/OBSTRUCTED | RPL | REPLACED | Y
HEATING COIL | HEATING COIL | ALM | ALARM/SENSOR | OPSERRMTCERR | OPERATIONS/MAINTENANCE RELATED | MOD | MODIFIED | Y
HEATING COIL | HEATING COIL | ALM | ALARM/SENSOR | OPSERRMTCERR | OPERATIONS/MAINTENANCE RELATED | CLEAN | CLEANED | Y
HEATING COIL | HEATING COIL | ALM | ALARM/SENSOR | OPSERRMTCERR | OPERATIONS/MAINTENANCE RELATED | CLOSE | SECURED/CLOSED | Y
HEATING COIL | HEATING COIL | ALM | ALARM/SENSOR | OPSERRMTCERR | OPERATIONS/MAINTENANCE RELATED | CONN | CONNECTED | Y
HEATING COIL | HEATING COIL | ALM | ALARM/SENSOR | OPSERRMTCERR | OPERATIONS/MAINTENANCE RELATED | DISCONN | DISCONNECTED | Y
HEATING COIL | HEATING COIL | ALM | ALARM/SENSOR | OPSERRMTCERR | OPERATIONS/MAINTENANCE RELATED | LUB | LUBRICATED | Y
HEATING COIL | HEATING COIL | ALM | ALARM/SENSOR | OPSERRMTCERR | OPERATIONS/MAINTENANCE RELATED | NOF | NO FAULT FOUND | Y
HEATING COIL | HEATING COIL | ALM | ALARM/SENSOR | OPSERRMTCERR | OPERATIONS/MAINTENANCE RELATED | OTHER-R | OTHER REMEDY | Y
HEATING COIL | HEATING COIL | ALM | ALARM/SENSOR | OPSERRMTCERR | OPERATIONS/MAINTENANCE RELATED | OVH | OVERHAULED/REBUILT/REFURBISHED | Y
HEATING COIL | HEATING COIL | ALM | ALARM/SENSOR | OPSERRMTCERR | OPERATIONS/MAINTENANCE RELATED | PAINT | PAINTED | Y
HEATING COIL | HEATING COIL | ALM | ALARM/SENSOR | OPSERRMTCERR | OPERATIONS/MAINTENANCE RELATED | PATCH | PATCHED/PAVED | Y
HEATING COIL | HEATING COIL | ALM | ALARM/SENSOR | OPSERRMTCERR | OPERATIONS/MAINTENANCE RELATED | PUMP | PUMPED OUT/EMPTIED | Y
HEATING COIL | HEATING COIL | ALM | ALARM/SENSOR | OPSERRMTCERR | OPERATIONS/MAINTENANCE RELATED | REFILL | REFILLED | Y
HEATING COIL | HEATING COIL | ALM | ALARM/SENSOR | OPSERRMTCERR | OPERATIONS/MAINTENANCE RELATED | REINS | REINSTALLED | Y
HEATING COIL | HEATING COIL | ALM | ALARM/SENSOR | OPSERRMTCERR | OPERATIONS/MAINTENANCE RELATED | REMOVE | REMOVED | Y
HEATING COIL | HEATING COIL | ALM | ALARM/SENSOR | OPSERRMTCERR | OPERATIONS/MAINTENANCE RELATED | REP | REPAIRED/RESTORED/ADJUSTED | Y
HEATING COIL | HEATING COIL | ALM | ALARM/SENSOR | OPSERRMTCERR | OPERATIONS/MAINTENANCE RELATED | RESEAL | RESEALED/REPACKED | Y
HEATING COIL | HEATING COIL | ALM | ALARM/SENSOR | OPSERRMTCERR | OPERATIONS/MAINTENANCE RELATED | RESET | RESET/RESTARTED | Y
HEATING COIL | HEATING COIL | ALM | ALARM/SENSOR | OPSERRMTCERR | OPERATIONS/MAINTENANCE RELATED | REWIRE | REWIRED | Y
HEATING COIL | HEATING COIL | ALM | ALARM/SENSOR | OPSERRMTCERR | OPERATIONS/MAINTENANCE RELATED | RPL | REPLACED | Y
HEATING COIL | HEATING COIL | ALM | ALARM/SENSOR | OTHER-C | OTHER CAUSE | MOD | MODIFIED | Y
HEATING COIL | HEATING COIL | ALM | ALARM/SENSOR | OTHER-C | OTHER CAUSE | CLEAN | CLEANED | Y
HEATING COIL | HEATING COIL | ALM | ALARM/SENSOR | OTHER-C | OTHER CAUSE | CLOSE | SECURED/CLOSED | Y
HEATING COIL | HEATING COIL | ALM | ALARM/SENSOR | OTHER-C | OTHER CAUSE | CONN | CONNECTED | Y
HEATING COIL | HEATING COIL | ALM | ALARM/SENSOR | OTHER-C | OTHER CAUSE | DISCONN | DISCONNECTED | Y
HEATING COIL | HEATING COIL | ALM | ALARM/SENSOR | OTHER-C | OTHER CAUSE | LUB | LUBRICATED | Y
HEATING COIL | HEATING COIL | ALM | ALARM/SENSOR | OTHER-C | OTHER CAUSE | NOF | NO FAULT FOUND | Y
HEATING COIL | HEATING COIL | ALM | ALARM/SENSOR | OTHER-C | OTHER CAUSE | OTHER-R | OTHER REMEDY | Y
HEATING COIL | HEATING COIL | ALM | ALARM/SENSOR | OTHER-C | OTHER CAUSE | OVH | OVERHAULED/REBUILT/REFURBISHED | Y
HEATING COIL | HEATING COIL | ALM | ALARM/SENSOR | OTHER-C | OTHER CAUSE | PAINT | PAINTED | Y
HEATING COIL | HEATING COIL | ALM | ALARM/SENSOR | OTHER-C | OTHER CAUSE | PATCH | PATCHED/PAVED | Y
HEATING COIL | HEATING COIL | ALM | ALARM/SENSOR | OTHER-C | OTHER CAUSE | PUMP | PUMPED OUT/EMPTIED | Y
HEATING COIL | HEATING COIL | ALM | ALARM/SENSOR | OTHER-C | OTHER CAUSE | REFILL | REFILLED | Y
HEATING COIL | HEATING COIL | ALM | ALARM/SENSOR | OTHER-C | OTHER CAUSE | REINS | REINSTALLED | Y
HEATING COIL | HEATING COIL | ALM | ALARM/SENSOR | OTHER-C | OTHER CAUSE | REMOVE | REMOVED | Y
HEATING COIL | HEATING COIL | ALM | ALARM/SENSOR | OTHER-C | OTHER CAUSE | REP | REPAIRED/RESTORED/ADJUSTED | Y
HEATING COIL | HEATING COIL | ALM | ALARM/SENSOR | OTHER-C | OTHER CAUSE | RESEAL | RESEALED/REPACKED | Y
HEATING COIL | HEATING COIL | ALM | ALARM/SENSOR | OTHER-C | OTHER CAUSE | RESET | RESET/RESTARTED | Y
HEATING COIL | HEATING COIL | ALM | ALARM/SENSOR | OTHER-C | OTHER CAUSE | REWIRE | REWIRED | Y
HEATING COIL | HEATING COIL | ALM | ALARM/SENSOR | OTHER-C | OTHER CAUSE | RPL | REPLACED | Y
HEATING COIL | HEATING COIL | ALM | ALARM/SENSOR | POWERSUP | POWER SUPPLY | MOD | MODIFIED | Y
HEATING COIL | HEATING COIL | ALM | ALARM/SENSOR | POWERSUP | POWER SUPPLY | CLEAN | CLEANED | Y
HEATING COIL | HEATING COIL | ALM | ALARM/SENSOR | POWERSUP | POWER SUPPLY | CLOSE | SECURED/CLOSED | Y
HEATING COIL | HEATING COIL | ALM | ALARM/SENSOR | POWERSUP | POWER SUPPLY | CONN | CONNECTED | Y
HEATING COIL | HEATING COIL | ALM | ALARM/SENSOR | POWERSUP | POWER SUPPLY | DISCONN | DISCONNECTED | Y
HEATING COIL | HEATING COIL | ALM | ALARM/SENSOR | POWERSUP | POWER SUPPLY | LUB | LUBRICATED | Y
HEATING COIL | HEATING COIL | ALM | ALARM/SENSOR | POWERSUP | POWER SUPPLY | NOF | NO FAULT FOUND | Y
HEATING COIL | HEATING COIL | ALM | ALARM/SENSOR | POWERSUP | POWER SUPPLY | OTHER-R | OTHER REMEDY | Y
HEATING COIL | HEATING COIL | ALM | ALARM/SENSOR | POWERSUP | POWER SUPPLY | OVH | OVERHAULED/REBUILT/REFURBISHED | Y
HEATING COIL | HEATING COIL | ALM | ALARM/SENSOR | POWERSUP | POWER SUPPLY | PAINT | PAINTED | Y
HEATING COIL | HEATING COIL | ALM | ALARM/SENSOR | POWERSUP | POWER SUPPLY | PATCH | PATCHED/PAVED | Y
HEATING COIL | HEATING COIL | ALM | ALARM/SENSOR | POWERSUP | POWER SUPPLY | PUMP | PUMPED OUT/EMPTIED | Y
HEATING COIL | HEATING COIL | ALM | ALARM/SENSOR | POWERSUP | POWER SUPPLY | REFILL | REFILLED | Y
HEATING COIL | HEATING COIL | ALM | ALARM/SENSOR | POWERSUP | POWER SUPPLY | REINS | REINSTALLED | Y
HEATING COIL | HEATING COIL | ALM | ALARM/SENSOR | POWERSUP | POWER SUPPLY | REMOVE | REMOVED | Y
HEATING COIL | HEATING COIL | ALM | ALARM/SENSOR | POWERSUP | POWER SUPPLY | REP | REPAIRED/RESTORED/ADJUSTED | Y
HEATING COIL | HEATING COIL | ALM | ALARM/SENSOR | POWERSUP | POWER SUPPLY | RESEAL | RESEALED/REPACKED | Y
HEATING COIL | HEATING COIL | ALM | ALARM/SENSOR | POWERSUP | POWER SUPPLY | RESET | RESET/RESTARTED | Y
HEATING COIL | HEATING COIL | ALM | ALARM/SENSOR | POWERSUP | POWER SUPPLY | REWIRE | REWIRED | Y
HEATING COIL | HEATING COIL | ALM | ALARM/SENSOR | POWERSUP | POWER SUPPLY | RPL | REPLACED | Y
HEATING COIL | HEATING COIL | ALM | ALARM/SENSOR | SENSOR | FAULTY SENSOR | MOD | MODIFIED | Y
HEATING COIL | HEATING COIL | ALM | ALARM/SENSOR | SENSOR | FAULTY SENSOR | CLEAN | CLEANED | Y
HEATING COIL | HEATING COIL | ALM | ALARM/SENSOR | SENSOR | FAULTY SENSOR | CLOSE | SECURED/CLOSED | Y
HEATING COIL | HEATING COIL | ALM | ALARM/SENSOR | SENSOR | FAULTY SENSOR | CONN | CONNECTED | Y
HEATING COIL | HEATING COIL | ALM | ALARM/SENSOR | SENSOR | FAULTY SENSOR | DISCONN | DISCONNECTED | Y
HEATING COIL | HEATING COIL | ALM | ALARM/SENSOR | SENSOR | FAULTY SENSOR | LUB | LUBRICATED | Y
HEATING COIL | HEATING COIL | ALM | ALARM/SENSOR | SENSOR | FAULTY SENSOR | NOF | NO FAULT FOUND | Y
HEATING COIL | HEATING COIL | ALM | ALARM/SENSOR | SENSOR | FAULTY SENSOR | OTHER-R | OTHER REMEDY | Y
HEATING COIL | HEATING COIL | ALM | ALARM/SENSOR | SENSOR | FAULTY SENSOR | OVH | OVERHAULED/REBUILT/REFURBISHED | Y
HEATING COIL | HEATING COIL | ALM | ALARM/SENSOR | SENSOR | FAULTY SENSOR | PAINT | PAINTED | Y
HEATING COIL | HEATING COIL | ALM | ALARM/SENSOR | SENSOR | FAULTY SENSOR | PATCH | PATCHED/PAVED | Y
HEATING COIL | HEATING COIL | ALM | ALARM/SENSOR | SENSOR | FAULTY SENSOR | PUMP | PUMPED OUT/EMPTIED | Y
HEATING COIL | HEATING COIL | ALM | ALARM/SENSOR | SENSOR | FAULTY SENSOR | REFILL | REFILLED | Y
HEATING COIL | HEATING COIL | ALM | ALARM/SENSOR | SENSOR | FAULTY SENSOR | REINS | REINSTALLED | Y
HEATING COIL | HEATING COIL | ALM | ALARM/SENSOR | SENSOR | FAULTY SENSOR | REMOVE | REMOVED | Y
HEATING COIL | HEATING COIL | ALM | ALARM/SENSOR | SENSOR | FAULTY SENSOR | REP | REPAIRED/RESTORED/ADJUSTED | Y
HEATING COIL | HEATING COIL | ALM | ALARM/SENSOR | SENSOR | FAULTY SENSOR | RESEAL | RESEALED/REPACKED | Y
HEATING COIL | HEATING COIL | ALM | ALARM/SENSOR | SENSOR | FAULTY SENSOR | RESET | RESET/RESTARTED | Y
HEATING COIL | HEATING COIL | ALM | ALARM/SENSOR | SENSOR | FAULTY SENSOR | REWIRE | REWIRED | Y
HEATING COIL | HEATING COIL | ALM | ALARM/SENSOR | SENSOR | FAULTY SENSOR | RPL | REPLACED | Y
HEATING COIL | HEATING COIL | BKN | BROKEN/DAMAGED | BREAKTRP | BREAKER TRIP | MOD | MODIFIED | N
HEATING COIL | HEATING COIL | BKN | BROKEN/DAMAGED | BREAKTRP | BREAKER TRIP | CLEAN | CLEANED | N
HEATING COIL | HEATING COIL | BKN | BROKEN/DAMAGED | BREAKTRP | BREAKER TRIP | CLOSE | SECURED/CLOSED | N
HEATING COIL | HEATING COIL | BKN | BROKEN/DAMAGED | BREAKTRP | BREAKER TRIP | CONN | CONNECTED | N
HEATING COIL | HEATING COIL | BKN | BROKEN/DAMAGED | BREAKTRP | BREAKER TRIP | DISCONN | DISCONNECTED | N
HEATING COIL | HEATING COIL | BKN | BROKEN/DAMAGED | BREAKTRP | BREAKER TRIP | LUB | LUBRICATED | Y
HEATING COIL | HEATING COIL | BKN | BROKEN/DAMAGED | BREAKTRP | BREAKER TRIP | NOF | NO FAULT FOUND | N
HEATING COIL | HEATING COIL | BKN | BROKEN/DAMAGED | BREAKTRP | BREAKER TRIP | OTHER-R | OTHER REMEDY | N
HEATING COIL | HEATING COIL | BKN | BROKEN/DAMAGED | BREAKTRP | BREAKER TRIP | OVH | OVERHAULED/REBUILT/REFURBISHED | N
HEATING COIL | HEATING COIL | BKN | BROKEN/DAMAGED | BREAKTRP | BREAKER TRIP | PAINT | PAINTED | Y
HEATING COIL | HEATING COIL | BKN | BROKEN/DAMAGED | BREAKTRP | BREAKER TRIP | PATCH | PATCHED/PAVED | Y
HEATING COIL | HEATING COIL | BKN | BROKEN/DAMAGED | BREAKTRP | BREAKER TRIP | PUMP | PUMPED OUT/EMPTIED | Y
HEATING COIL | HEATING COIL | BKN | BROKEN/DAMAGED | BREAKTRP | BREAKER TRIP | REFILL | REFILLED | Y
HEATING COIL | HEATING COIL | BKN | BROKEN/DAMAGED | BREAKTRP | BREAKER TRIP | REINS | REINSTALLED | N
HEATING COIL | HEATING COIL | BKN | BROKEN/DAMAGED | BREAKTRP | BREAKER TRIP | REMOVE | REMOVED | N
HEATING COIL | HEATING COIL | BKN | BROKEN/DAMAGED | BREAKTRP | BREAKER TRIP | REP | REPAIRED/RESTORED/ADJUSTED | N
HEATING COIL | HEATING COIL | BKN | BROKEN/DAMAGED | BREAKTRP | BREAKER TRIP | RESEAL | RESEALED/REPACKED | Y
HEATING COIL | HEATING COIL | BKN | BROKEN/DAMAGED | BREAKTRP | BREAKER TRIP | RESET | RESET/RESTARTED | Y
HEATING COIL | HEATING COIL | BKN | BROKEN/DAMAGED | BREAKTRP | BREAKER TRIP | REWIRE | REWIRED | N
HEATING COIL | HEATING COIL | BKN | BROKEN/DAMAGED | BREAKTRP | BREAKER TRIP | RPL | REPLACED | N
HEATING COIL | HEATING COIL | BKN | BROKEN/DAMAGED | CORROSION | RUST/CORROSION | MOD | MODIFIED | N
HEATING COIL | HEATING COIL | BKN | BROKEN/DAMAGED | CORROSION | RUST/CORROSION | CLEAN | CLEANED | N
HEATING COIL | HEATING COIL | BKN | BROKEN/DAMAGED | CORROSION | RUST/CORROSION | CLOSE | SECURED/CLOSED | N
HEATING COIL | HEATING COIL | BKN | BROKEN/DAMAGED | CORROSION | RUST/CORROSION | CONN | CONNECTED | N
HEATING COIL | HEATING COIL | BKN | BROKEN/DAMAGED | CORROSION | RUST/CORROSION | DISCONN | DISCONNECTED | N
HEATING COIL | HEATING COIL | BKN | BROKEN/DAMAGED | CORROSION | RUST/CORROSION | LUB | LUBRICATED | Y
HEATING COIL | HEATING COIL | BKN | BROKEN/DAMAGED | CORROSION | RUST/CORROSION | NOF | NO FAULT FOUND | N
HEATING COIL | HEATING COIL | BKN | BROKEN/DAMAGED | CORROSION | RUST/CORROSION | OTHER-R | OTHER REMEDY | N
HEATING COIL | HEATING COIL | BKN | BROKEN/DAMAGED | CORROSION | RUST/CORROSION | OVH | OVERHAULED/REBUILT/REFURBISHED | N
HEATING COIL | HEATING COIL | BKN | BROKEN/DAMAGED | CORROSION | RUST/CORROSION | PAINT | PAINTED | Y
HEATING COIL | HEATING COIL | BKN | BROKEN/DAMAGED | CORROSION | RUST/CORROSION | PATCH | PATCHED/PAVED | Y
HEATING COIL | HEATING COIL | BKN | BROKEN/DAMAGED | CORROSION | RUST/CORROSION | PUMP | PUMPED OUT/EMPTIED | Y
HEATING COIL | HEATING COIL | BKN | BROKEN/DAMAGED | CORROSION | RUST/CORROSION | REFILL | REFILLED | Y
HEATING COIL | HEATING COIL | BKN | BROKEN/DAMAGED | CORROSION | RUST/CORROSION | REINS | REINSTALLED | N
HEATING COIL | HEATING COIL | BKN | BROKEN/DAMAGED | CORROSION | RUST/CORROSION | REMOVE | REMOVED | N
HEATING COIL | HEATING COIL | BKN | BROKEN/DAMAGED | CORROSION | RUST/CORROSION | REP | REPAIRED/RESTORED/ADJUSTED | N
HEATING COIL | HEATING COIL | BKN | BROKEN/DAMAGED | CORROSION | RUST/CORROSION | RESEAL | RESEALED/REPACKED | Y
HEATING COIL | HEATING COIL | BKN | BROKEN/DAMAGED | CORROSION | RUST/CORROSION | RESET | RESET/RESTARTED | Y
HEATING COIL | HEATING COIL | BKN | BROKEN/DAMAGED | CORROSION | RUST/CORROSION | REWIRE | REWIRED | N
HEATING COIL | HEATING COIL | BKN | BROKEN/DAMAGED | CORROSION | RUST/CORROSION | RPL | REPLACED | N
HEATING COIL | HEATING COIL | BKN | BROKEN/DAMAGED | DAMAGE | DAMAGED/BROKEN | MOD | MODIFIED | N
HEATING COIL | HEATING COIL | BKN | BROKEN/DAMAGED | DAMAGE | DAMAGED/BROKEN | CLEAN | CLEANED | N
HEATING COIL | HEATING COIL | BKN | BROKEN/DAMAGED | DAMAGE | DAMAGED/BROKEN | CLOSE | SECURED/CLOSED | N
HEATING COIL | HEATING COIL | BKN | BROKEN/DAMAGED | DAMAGE | DAMAGED/BROKEN | CONN | CONNECTED | N
HEATING COIL | HEATING COIL | BKN | BROKEN/DAMAGED | DAMAGE | DAMAGED/BROKEN | DISCONN | DISCONNECTED | N
HEATING COIL | HEATING COIL | BKN | BROKEN/DAMAGED | DAMAGE | DAMAGED/BROKEN | LUB | LUBRICATED | Y
HEATING COIL | HEATING COIL | BKN | BROKEN/DAMAGED | DAMAGE | DAMAGED/BROKEN | NOF | NO FAULT FOUND | N
HEATING COIL | HEATING COIL | BKN | BROKEN/DAMAGED | DAMAGE | DAMAGED/BROKEN | OTHER-R | OTHER REMEDY | N
HEATING COIL | HEATING COIL | BKN | BROKEN/DAMAGED | DAMAGE | DAMAGED/BROKEN | OVH | OVERHAULED/REBUILT/REFURBISHED | N
HEATING COIL | HEATING COIL | BKN | BROKEN/DAMAGED | DAMAGE | DAMAGED/BROKEN | PAINT | PAINTED | Y
HEATING COIL | HEATING COIL | BKN | BROKEN/DAMAGED | DAMAGE | DAMAGED/BROKEN | PATCH | PATCHED/PAVED | Y
HEATING COIL | HEATING COIL | BKN | BROKEN/DAMAGED | DAMAGE | DAMAGED/BROKEN | PUMP | PUMPED OUT/EMPTIED | Y
HEATING COIL | HEATING COIL | BKN | BROKEN/DAMAGED | DAMAGE | DAMAGED/BROKEN | REFILL | REFILLED | Y
HEATING COIL | HEATING COIL | BKN | BROKEN/DAMAGED | DAMAGE | DAMAGED/BROKEN | REINS | REINSTALLED | N
HEATING COIL | HEATING COIL | BKN | BROKEN/DAMAGED | DAMAGE | DAMAGED/BROKEN | REMOVE | REMOVED | N
HEATING COIL | HEATING COIL | BKN | BROKEN/DAMAGED | DAMAGE | DAMAGED/BROKEN | REP | REPAIRED/RESTORED/ADJUSTED | N
HEATING COIL | HEATING COIL | BKN | BROKEN/DAMAGED | DAMAGE | DAMAGED/BROKEN | RESEAL | RESEALED/REPACKED | Y
HEATING COIL | HEATING COIL | BKN | BROKEN/DAMAGED | DAMAGE | DAMAGED/BROKEN | RESET | RESET/RESTARTED | Y
HEATING COIL | HEATING COIL | BKN | BROKEN/DAMAGED | DAMAGE | DAMAGED/BROKEN | REWIRE | REWIRED | N
HEATING COIL | HEATING COIL | BKN | BROKEN/DAMAGED | DAMAGE | DAMAGED/BROKEN | RPL | REPLACED | N
HEATING COIL | HEATING COIL | BKN | BROKEN/DAMAGED | DESGEN | DESIGN RELATED | MOD | MODIFIED | N
HEATING COIL | HEATING COIL | BKN | BROKEN/DAMAGED | DESGEN | DESIGN RELATED | CLEAN | CLEANED | N
HEATING COIL | HEATING COIL | BKN | BROKEN/DAMAGED | DESGEN | DESIGN RELATED | CLOSE | SECURED/CLOSED | N
HEATING COIL | HEATING COIL | BKN | BROKEN/DAMAGED | DESGEN | DESIGN RELATED | CONN | CONNECTED | N
HEATING COIL | HEATING COIL | BKN | BROKEN/DAMAGED | DESGEN | DESIGN RELATED | DISCONN | DISCONNECTED | N
HEATING COIL | HEATING COIL | BKN | BROKEN/DAMAGED | DESGEN | DESIGN RELATED | LUB | LUBRICATED | Y
HEATING COIL | HEATING COIL | BKN | BROKEN/DAMAGED | DESGEN | DESIGN RELATED | NOF | NO FAULT FOUND | N
HEATING COIL | HEATING COIL | BKN | BROKEN/DAMAGED | DESGEN | DESIGN RELATED | OTHER-R | OTHER REMEDY | N
HEATING COIL | HEATING COIL | BKN | BROKEN/DAMAGED | DESGEN | DESIGN RELATED | OVH | OVERHAULED/REBUILT/REFURBISHED | N
HEATING COIL | HEATING COIL | BKN | BROKEN/DAMAGED | DESGEN | DESIGN RELATED | PAINT | PAINTED | Y
HEATING COIL | HEATING COIL | BKN | BROKEN/DAMAGED | DESGEN | DESIGN RELATED | PATCH | PATCHED/PAVED | Y
HEATING COIL | HEATING COIL | BKN | BROKEN/DAMAGED | DESGEN | DESIGN RELATED | PUMP | PUMPED OUT/EMPTIED | Y
HEATING COIL | HEATING COIL | BKN | BROKEN/DAMAGED | DESGEN | DESIGN RELATED | REFILL | REFILLED | Y
HEATING COIL | HEATING COIL | BKN | BROKEN/DAMAGED | DESGEN | DESIGN RELATED | REINS | REINSTALLED | N
HEATING COIL | HEATING COIL | BKN | BROKEN/DAMAGED | DESGEN | DESIGN RELATED | REMOVE | REMOVED | N
HEATING COIL | HEATING COIL | BKN | BROKEN/DAMAGED | DESGEN | DESIGN RELATED | REP | REPAIRED/RESTORED/ADJUSTED | N
HEATING COIL | HEATING COIL | BKN | BROKEN/DAMAGED | DESGEN | DESIGN RELATED | RESEAL | RESEALED/REPACKED | Y
HEATING COIL | HEATING COIL | BKN | BROKEN/DAMAGED | DESGEN | DESIGN RELATED | RESET | RESET/RESTARTED | Y
HEATING COIL | HEATING COIL | BKN | BROKEN/DAMAGED | DESGEN | DESIGN RELATED | REWIRE | REWIRED | N
HEATING COIL | HEATING COIL | BKN | BROKEN/DAMAGED | DESGEN | DESIGN RELATED | RPL | REPLACED | N
HEATING COIL | HEATING COIL | BKN | BROKEN/DAMAGED | DIRTY | DIRTY | MOD | MODIFIED | N
HEATING COIL | HEATING COIL | BKN | BROKEN/DAMAGED | DIRTY | DIRTY | CLEAN | CLEANED | N
HEATING COIL | HEATING COIL | BKN | BROKEN/DAMAGED | DIRTY | DIRTY | CLOSE | SECURED/CLOSED | N
HEATING COIL | HEATING COIL | BKN | BROKEN/DAMAGED | DIRTY | DIRTY | CONN | CONNECTED | N
HEATING COIL | HEATING COIL | BKN | BROKEN/DAMAGED | DIRTY | DIRTY | DISCONN | DISCONNECTED | N
HEATING COIL | HEATING COIL | BKN | BROKEN/DAMAGED | DIRTY | DIRTY | LUB | LUBRICATED | Y
HEATING COIL | HEATING COIL | BKN | BROKEN/DAMAGED | DIRTY | DIRTY | NOF | NO FAULT FOUND | N
HEATING COIL | HEATING COIL | BKN | BROKEN/DAMAGED | DIRTY | DIRTY | OTHER-R | OTHER REMEDY | N
HEATING COIL | HEATING COIL | BKN | BROKEN/DAMAGED | DIRTY | DIRTY | OVH | OVERHAULED/REBUILT/REFURBISHED | N
HEATING COIL | HEATING COIL | BKN | BROKEN/DAMAGED | DIRTY | DIRTY | PAINT | PAINTED | Y
HEATING COIL | HEATING COIL | BKN | BROKEN/DAMAGED | DIRTY | DIRTY | PATCH | PATCHED/PAVED | Y
HEATING COIL | HEATING COIL | BKN | BROKEN/DAMAGED | DIRTY | DIRTY | PUMP | PUMPED OUT/EMPTIED | Y
HEATING COIL | HEATING COIL | BKN | BROKEN/DAMAGED | DIRTY | DIRTY | REFILL | REFILLED | Y
HEATING COIL | HEATING COIL | BKN | BROKEN/DAMAGED | DIRTY | DIRTY | REINS | REINSTALLED | N
HEATING COIL | HEATING COIL | BKN | BROKEN/DAMAGED | DIRTY | DIRTY | REMOVE | REMOVED | N
HEATING COIL | HEATING COIL | BKN | BROKEN/DAMAGED | DIRTY | DIRTY | REP | REPAIRED/RESTORED/ADJUSTED | N
HEATING COIL | HEATING COIL | BKN | BROKEN/DAMAGED | DIRTY | DIRTY | RESEAL | RESEALED/REPACKED | Y
HEATING COIL | HEATING COIL | BKN | BROKEN/DAMAGED | DIRTY | DIRTY | RESET | RESET/RESTARTED | Y
HEATING COIL | HEATING COIL | BKN | BROKEN/DAMAGED | DIRTY | DIRTY | REWIRE | REWIRED | N
HEATING COIL | HEATING COIL | BKN | BROKEN/DAMAGED | DIRTY | DIRTY | RPL | REPLACED | N
HEATING COIL | HEATING COIL | BKN | BROKEN/DAMAGED | EXPWT | EXPECTED WEAR AND TEAR | MOD | MODIFIED | N
HEATING COIL | HEATING COIL | BKN | BROKEN/DAMAGED | EXPWT | EXPECTED WEAR AND TEAR | CLEAN | CLEANED | N
HEATING COIL | HEATING COIL | BKN | BROKEN/DAMAGED | EXPWT | EXPECTED WEAR AND TEAR | CLOSE | SECURED/CLOSED | N
HEATING COIL | HEATING COIL | BKN | BROKEN/DAMAGED | EXPWT | EXPECTED WEAR AND TEAR | CONN | CONNECTED | N
HEATING COIL | HEATING COIL | BKN | BROKEN/DAMAGED | EXPWT | EXPECTED WEAR AND TEAR | DISCONN | DISCONNECTED | N
HEATING COIL | HEATING COIL | BKN | BROKEN/DAMAGED | EXPWT | EXPECTED WEAR AND TEAR | LUB | LUBRICATED | Y
HEATING COIL | HEATING COIL | BKN | BROKEN/DAMAGED | EXPWT | EXPECTED WEAR AND TEAR | NOF | NO FAULT FOUND | N
HEATING COIL | HEATING COIL | BKN | BROKEN/DAMAGED | EXPWT | EXPECTED WEAR AND TEAR | OTHER-R | OTHER REMEDY | N
HEATING COIL | HEATING COIL | BKN | BROKEN/DAMAGED | EXPWT | EXPECTED WEAR AND TEAR | OVH | OVERHAULED/REBUILT/REFURBISHED | N
HEATING COIL | HEATING COIL | BKN | BROKEN/DAMAGED | EXPWT | EXPECTED WEAR AND TEAR | PAINT | PAINTED | Y
HEATING COIL | HEATING COIL | BKN | BROKEN/DAMAGED | EXPWT | EXPECTED WEAR AND TEAR | PATCH | PATCHED/PAVED | Y
HEATING COIL | HEATING COIL | BKN | BROKEN/DAMAGED | EXPWT | EXPECTED WEAR AND TEAR | PUMP | PUMPED OUT/EMPTIED | Y
HEATING COIL | HEATING COIL | BKN | BROKEN/DAMAGED | EXPWT | EXPECTED WEAR AND TEAR | REFILL | REFILLED | Y
HEATING COIL | HEATING COIL | BKN | BROKEN/DAMAGED | EXPWT | EXPECTED WEAR AND TEAR | REINS | REINSTALLED | N
HEATING COIL | HEATING COIL | BKN | BROKEN/DAMAGED | EXPWT | EXPECTED WEAR AND TEAR | REMOVE | REMOVED | N
HEATING COIL | HEATING COIL | BKN | BROKEN/DAMAGED | EXPWT | EXPECTED WEAR AND TEAR | REP | REPAIRED/RESTORED/ADJUSTED | N
HEATING COIL | HEATING COIL | BKN | BROKEN/DAMAGED | EXPWT | EXPECTED WEAR AND TEAR | RESEAL | RESEALED/REPACKED | Y
HEATING COIL | HEATING COIL | BKN | BROKEN/DAMAGED | EXPWT | EXPECTED WEAR AND TEAR | RESET | RESET/RESTARTED | Y
HEATING COIL | HEATING COIL | BKN | BROKEN/DAMAGED | EXPWT | EXPECTED WEAR AND TEAR | REWIRE | REWIRED | N
HEATING COIL | HEATING COIL | BKN | BROKEN/DAMAGED | EXPWT | EXPECTED WEAR AND TEAR | RPL | REPLACED | N
HEATING COIL | HEATING COIL | BKN | BROKEN/DAMAGED | FABGEN | FABRICATION/INSTALLATION RELATED | MOD | MODIFIED | N
HEATING COIL | HEATING COIL | BKN | BROKEN/DAMAGED | FABGEN | FABRICATION/INSTALLATION RELATED | CLEAN | CLEANED | N
HEATING COIL | HEATING COIL | BKN | BROKEN/DAMAGED | FABGEN | FABRICATION/INSTALLATION RELATED | CLOSE | SECURED/CLOSED | N
HEATING COIL | HEATING COIL | BKN | BROKEN/DAMAGED | FABGEN | FABRICATION/INSTALLATION RELATED | CONN | CONNECTED | N
HEATING COIL | HEATING COIL | BKN | BROKEN/DAMAGED | FABGEN | FABRICATION/INSTALLATION RELATED | DISCONN | DISCONNECTED | N
HEATING COIL | HEATING COIL | BKN | BROKEN/DAMAGED | FABGEN | FABRICATION/INSTALLATION RELATED | LUB | LUBRICATED | Y
HEATING COIL | HEATING COIL | BKN | BROKEN/DAMAGED | FABGEN | FABRICATION/INSTALLATION RELATED | NOF | NO FAULT FOUND | N
HEATING COIL | HEATING COIL | BKN | BROKEN/DAMAGED | FABGEN | FABRICATION/INSTALLATION RELATED | OTHER-R | OTHER REMEDY | N
HEATING COIL | HEATING COIL | BKN | BROKEN/DAMAGED | FABGEN | FABRICATION/INSTALLATION RELATED | OVH | OVERHAULED/REBUILT/REFURBISHED | N
HEATING COIL | HEATING COIL | BKN | BROKEN/DAMAGED | FABGEN | FABRICATION/INSTALLATION RELATED | PAINT | PAINTED | Y
HEATING COIL | HEATING COIL | BKN | BROKEN/DAMAGED | FABGEN | FABRICATION/INSTALLATION RELATED | PATCH | PATCHED/PAVED | Y
HEATING COIL | HEATING COIL | BKN | BROKEN/DAMAGED | FABGEN | FABRICATION/INSTALLATION RELATED | PUMP | PUMPED OUT/EMPTIED | Y
HEATING COIL | HEATING COIL | BKN | BROKEN/DAMAGED | FABGEN | FABRICATION/INSTALLATION RELATED | REFILL | REFILLED | Y
HEATING COIL | HEATING COIL | BKN | BROKEN/DAMAGED | FABGEN | FABRICATION/INSTALLATION RELATED | REINS | REINSTALLED | N
HEATING COIL | HEATING COIL | BKN | BROKEN/DAMAGED | FABGEN | FABRICATION/INSTALLATION RELATED | REMOVE | REMOVED | N
HEATING COIL | HEATING COIL | BKN | BROKEN/DAMAGED | FABGEN | FABRICATION/INSTALLATION RELATED | REP | REPAIRED/RESTORED/ADJUSTED | N
HEATING COIL | HEATING COIL | BKN | BROKEN/DAMAGED | FABGEN | FABRICATION/INSTALLATION RELATED | RESEAL | RESEALED/REPACKED | Y
HEATING COIL | HEATING COIL | BKN | BROKEN/DAMAGED | FABGEN | FABRICATION/INSTALLATION RELATED | RESET | RESET/RESTARTED | Y
HEATING COIL | HEATING COIL | BKN | BROKEN/DAMAGED | FABGEN | FABRICATION/INSTALLATION RELATED | REWIRE | REWIRED | N
HEATING COIL | HEATING COIL | BKN | BROKEN/DAMAGED | FABGEN | FABRICATION/INSTALLATION RELATED | RPL | REPLACED | N
HEATING COIL | HEATING COIL | BKN | BROKEN/DAMAGED | IMPMAT | IMPROPER MATERIAL | MOD | MODIFIED | Y
HEATING COIL | HEATING COIL | BKN | BROKEN/DAMAGED | IMPMAT | IMPROPER MATERIAL | CLEAN | CLEANED | Y
HEATING COIL | HEATING COIL | BKN | BROKEN/DAMAGED | IMPMAT | IMPROPER MATERIAL | CLOSE | SECURED/CLOSED | Y
HEATING COIL | HEATING COIL | BKN | BROKEN/DAMAGED | IMPMAT | IMPROPER MATERIAL | CONN | CONNECTED | Y
HEATING COIL | HEATING COIL | BKN | BROKEN/DAMAGED | IMPMAT | IMPROPER MATERIAL | DISCONN | DISCONNECTED | Y
HEATING COIL | HEATING COIL | BKN | BROKEN/DAMAGED | IMPMAT | IMPROPER MATERIAL | LUB | LUBRICATED | Y
HEATING COIL | HEATING COIL | BKN | BROKEN/DAMAGED | IMPMAT | IMPROPER MATERIAL | NOF | NO FAULT FOUND | Y
HEATING COIL | HEATING COIL | BKN | BROKEN/DAMAGED | IMPMAT | IMPROPER MATERIAL | OTHER-R | OTHER REMEDY | Y
HEATING COIL | HEATING COIL | BKN | BROKEN/DAMAGED | IMPMAT | IMPROPER MATERIAL | OVH | OVERHAULED/REBUILT/REFURBISHED | Y
HEATING COIL | HEATING COIL | BKN | BROKEN/DAMAGED | IMPMAT | IMPROPER MATERIAL | PAINT | PAINTED | Y
HEATING COIL | HEATING COIL | BKN | BROKEN/DAMAGED | IMPMAT | IMPROPER MATERIAL | PATCH | PATCHED/PAVED | Y
HEATING COIL | HEATING COIL | BKN | BROKEN/DAMAGED | IMPMAT | IMPROPER MATERIAL | PUMP | PUMPED OUT/EMPTIED | Y
HEATING COIL | HEATING COIL | BKN | BROKEN/DAMAGED | IMPMAT | IMPROPER MATERIAL | REFILL | REFILLED | Y
HEATING COIL | HEATING COIL | BKN | BROKEN/DAMAGED | IMPMAT | IMPROPER MATERIAL | REINS | REINSTALLED | Y
HEATING COIL | HEATING COIL | BKN | BROKEN/DAMAGED | IMPMAT | IMPROPER MATERIAL | REMOVE | REMOVED | Y
HEATING COIL | HEATING COIL | BKN | BROKEN/DAMAGED | IMPMAT | IMPROPER MATERIAL | REP | REPAIRED/RESTORED/ADJUSTED | Y
HEATING COIL | HEATING COIL | BKN | BROKEN/DAMAGED | IMPMAT | IMPROPER MATERIAL | RESEAL | RESEALED/REPACKED | Y
HEATING COIL | HEATING COIL | BKN | BROKEN/DAMAGED | IMPMAT | IMPROPER MATERIAL | RESET | RESET/RESTARTED | Y
HEATING COIL | HEATING COIL | BKN | BROKEN/DAMAGED | IMPMAT | IMPROPER MATERIAL | REWIRE | REWIRED | Y
HEATING COIL | HEATING COIL | BKN | BROKEN/DAMAGED | IMPMAT | IMPROPER MATERIAL | RPL | REPLACED | Y
HEATING COIL | HEATING COIL | BKN | BROKEN/DAMAGED | LEAK | LEAK | MOD | MODIFIED | Y
HEATING COIL | HEATING COIL | BKN | BROKEN/DAMAGED | LEAK | LEAK | CLEAN | CLEANED | Y
HEATING COIL | HEATING COIL | BKN | BROKEN/DAMAGED | LEAK | LEAK | CLOSE | SECURED/CLOSED | Y
HEATING COIL | HEATING COIL | BKN | BROKEN/DAMAGED | LEAK | LEAK | CONN | CONNECTED | Y
HEATING COIL | HEATING COIL | BKN | BROKEN/DAMAGED | LEAK | LEAK | DISCONN | DISCONNECTED | Y
HEATING COIL | HEATING COIL | BKN | BROKEN/DAMAGED | LEAK | LEAK | LUB | LUBRICATED | Y
HEATING COIL | HEATING COIL | BKN | BROKEN/DAMAGED | LEAK | LEAK | NOF | NO FAULT FOUND | Y
HEATING COIL | HEATING COIL | BKN | BROKEN/DAMAGED | LEAK | LEAK | OTHER-R | OTHER REMEDY | Y
HEATING COIL | HEATING COIL | BKN | BROKEN/DAMAGED | LEAK | LEAK | OVH | OVERHAULED/REBUILT/REFURBISHED | Y
HEATING COIL | HEATING COIL | BKN | BROKEN/DAMAGED | LEAK | LEAK | PAINT | PAINTED | Y
HEATING COIL | HEATING COIL | BKN | BROKEN/DAMAGED | LEAK | LEAK | PATCH | PATCHED/PAVED | Y
HEATING COIL | HEATING COIL | BKN | BROKEN/DAMAGED | LEAK | LEAK | PUMP | PUMPED OUT/EMPTIED | Y
HEATING COIL | HEATING COIL | BKN | BROKEN/DAMAGED | LEAK | LEAK | REFILL | REFILLED | Y
HEATING COIL | HEATING COIL | BKN | BROKEN/DAMAGED | LEAK | LEAK | REINS | REINSTALLED | Y
HEATING COIL | HEATING COIL | BKN | BROKEN/DAMAGED | LEAK | LEAK | REMOVE | REMOVED | Y
HEATING COIL | HEATING COIL | BKN | BROKEN/DAMAGED | LEAK | LEAK | REP | REPAIRED/RESTORED/ADJUSTED | Y
HEATING COIL | HEATING COIL | BKN | BROKEN/DAMAGED | LEAK | LEAK | RESEAL | RESEALED/REPACKED | Y
HEATING COIL | HEATING COIL | BKN | BROKEN/DAMAGED | LEAK | LEAK | RESET | RESET/RESTARTED | Y
HEATING COIL | HEATING COIL | BKN | BROKEN/DAMAGED | LEAK | LEAK | REWIRE | REWIRED | Y
HEATING COIL | HEATING COIL | BKN | BROKEN/DAMAGED | LEAK | LEAK | RPL | REPLACED | Y
HEATING COIL | HEATING COIL | BKN | BROKEN/DAMAGED | LOOSE | LOOSE/MISALIGNED | MOD | MODIFIED | N
HEATING COIL | HEATING COIL | BKN | BROKEN/DAMAGED | LOOSE | LOOSE/MISALIGNED | CLEAN | CLEANED | N
HEATING COIL | HEATING COIL | BKN | BROKEN/DAMAGED | LOOSE | LOOSE/MISALIGNED | CLOSE | SECURED/CLOSED | N
HEATING COIL | HEATING COIL | BKN | BROKEN/DAMAGED | LOOSE | LOOSE/MISALIGNED | CONN | CONNECTED | N
HEATING COIL | HEATING COIL | BKN | BROKEN/DAMAGED | LOOSE | LOOSE/MISALIGNED | DISCONN | DISCONNECTED | N
HEATING COIL | HEATING COIL | BKN | BROKEN/DAMAGED | LOOSE | LOOSE/MISALIGNED | LUB | LUBRICATED | Y
HEATING COIL | HEATING COIL | BKN | BROKEN/DAMAGED | LOOSE | LOOSE/MISALIGNED | NOF | NO FAULT FOUND | N
HEATING COIL | HEATING COIL | BKN | BROKEN/DAMAGED | LOOSE | LOOSE/MISALIGNED | OTHER-R | OTHER REMEDY | N
HEATING COIL | HEATING COIL | BKN | BROKEN/DAMAGED | LOOSE | LOOSE/MISALIGNED | OVH | OVERHAULED/REBUILT/REFURBISHED | N
HEATING COIL | HEATING COIL | BKN | BROKEN/DAMAGED | LOOSE | LOOSE/MISALIGNED | PAINT | PAINTED | Y
HEATING COIL | HEATING COIL | BKN | BROKEN/DAMAGED | LOOSE | LOOSE/MISALIGNED | PATCH | PATCHED/PAVED | Y
HEATING COIL | HEATING COIL | BKN | BROKEN/DAMAGED | LOOSE | LOOSE/MISALIGNED | PUMP | PUMPED OUT/EMPTIED | Y
HEATING COIL | HEATING COIL | BKN | BROKEN/DAMAGED | LOOSE | LOOSE/MISALIGNED | REFILL | REFILLED | Y
HEATING COIL | HEATING COIL | BKN | BROKEN/DAMAGED | LOOSE | LOOSE/MISALIGNED | REINS | REINSTALLED | N
HEATING COIL | HEATING COIL | BKN | BROKEN/DAMAGED | LOOSE | LOOSE/MISALIGNED | REMOVE | REMOVED | N
HEATING COIL | HEATING COIL | BKN | BROKEN/DAMAGED | LOOSE | LOOSE/MISALIGNED | REP | REPAIRED/RESTORED/ADJUSTED | N
HEATING COIL | HEATING COIL | BKN | BROKEN/DAMAGED | LOOSE | LOOSE/MISALIGNED | RESEAL | RESEALED/REPACKED | Y
HEATING COIL | HEATING COIL | BKN | BROKEN/DAMAGED | LOOSE | LOOSE/MISALIGNED | RESET | RESET/RESTARTED | Y
HEATING COIL | HEATING COIL | BKN | BROKEN/DAMAGED | LOOSE | LOOSE/MISALIGNED | REWIRE | REWIRED | N
HEATING COIL | HEATING COIL | BKN | BROKEN/DAMAGED | LOOSE | LOOSE/MISALIGNED | RPL | REPLACED | N
HEATING COIL | HEATING COIL | BKN | BROKEN/DAMAGED | NOCAUSE | NO CAUSE FOUND | MOD | MODIFIED | N
HEATING COIL | HEATING COIL | BKN | BROKEN/DAMAGED | NOCAUSE | NO CAUSE FOUND | CLEAN | CLEANED | N
HEATING COIL | HEATING COIL | BKN | BROKEN/DAMAGED | NOCAUSE | NO CAUSE FOUND | CLOSE | SECURED/CLOSED | N
HEATING COIL | HEATING COIL | BKN | BROKEN/DAMAGED | NOCAUSE | NO CAUSE FOUND | CONN | CONNECTED | N
HEATING COIL | HEATING COIL | BKN | BROKEN/DAMAGED | NOCAUSE | NO CAUSE FOUND | DISCONN | DISCONNECTED | N
HEATING COIL | HEATING COIL | BKN | BROKEN/DAMAGED | NOCAUSE | NO CAUSE FOUND | LUB | LUBRICATED | Y
HEATING COIL | HEATING COIL | BKN | BROKEN/DAMAGED | NOCAUSE | NO CAUSE FOUND | NOF | NO FAULT FOUND | N
HEATING COIL | HEATING COIL | BKN | BROKEN/DAMAGED | NOCAUSE | NO CAUSE FOUND | OTHER-R | OTHER REMEDY | N
HEATING COIL | HEATING COIL | BKN | BROKEN/DAMAGED | NOCAUSE | NO CAUSE FOUND | OVH | OVERHAULED/REBUILT/REFURBISHED | N
HEATING COIL | HEATING COIL | BKN | BROKEN/DAMAGED | NOCAUSE | NO CAUSE FOUND | PAINT | PAINTED | Y
HEATING COIL | HEATING COIL | BKN | BROKEN/DAMAGED | NOCAUSE | NO CAUSE FOUND | PATCH | PATCHED/PAVED | Y
HEATING COIL | HEATING COIL | BKN | BROKEN/DAMAGED | NOCAUSE | NO CAUSE FOUND | PUMP | PUMPED OUT/EMPTIED | Y
HEATING COIL | HEATING COIL | BKN | BROKEN/DAMAGED | NOCAUSE | NO CAUSE FOUND | REFILL | REFILLED | Y
HEATING COIL | HEATING COIL | BKN | BROKEN/DAMAGED | NOCAUSE | NO CAUSE FOUND | REINS | REINSTALLED | N
HEATING COIL | HEATING COIL | BKN | BROKEN/DAMAGED | NOCAUSE | NO CAUSE FOUND | REMOVE | REMOVED | N
HEATING COIL | HEATING COIL | BKN | BROKEN/DAMAGED | NOCAUSE | NO CAUSE FOUND | REP | REPAIRED/RESTORED/ADJUSTED | N
HEATING COIL | HEATING COIL | BKN | BROKEN/DAMAGED | NOCAUSE | NO CAUSE FOUND | RESEAL | RESEALED/REPACKED | Y
HEATING COIL | HEATING COIL | BKN | BROKEN/DAMAGED | NOCAUSE | NO CAUSE FOUND | RESET | RESET/RESTARTED | Y
HEATING COIL | HEATING COIL | BKN | BROKEN/DAMAGED | NOCAUSE | NO CAUSE FOUND | REWIRE | REWIRED | N
HEATING COIL | HEATING COIL | BKN | BROKEN/DAMAGED | NOCAUSE | NO CAUSE FOUND | RPL | REPLACED | N
HEATING COIL | HEATING COIL | BKN | BROKEN/DAMAGED | OBSTR | JAMMED/OBSTRUCTED | MOD | MODIFIED | Y
HEATING COIL | HEATING COIL | BKN | BROKEN/DAMAGED | OBSTR | JAMMED/OBSTRUCTED | CLEAN | CLEANED | Y
HEATING COIL | HEATING COIL | BKN | BROKEN/DAMAGED | OBSTR | JAMMED/OBSTRUCTED | CLOSE | SECURED/CLOSED | Y
HEATING COIL | HEATING COIL | BKN | BROKEN/DAMAGED | OBSTR | JAMMED/OBSTRUCTED | CONN | CONNECTED | Y
HEATING COIL | HEATING COIL | BKN | BROKEN/DAMAGED | OBSTR | JAMMED/OBSTRUCTED | DISCONN | DISCONNECTED | Y
HEATING COIL | HEATING COIL | BKN | BROKEN/DAMAGED | OBSTR | JAMMED/OBSTRUCTED | LUB | LUBRICATED | Y
HEATING COIL | HEATING COIL | BKN | BROKEN/DAMAGED | OBSTR | JAMMED/OBSTRUCTED | NOF | NO FAULT FOUND | Y
HEATING COIL | HEATING COIL | BKN | BROKEN/DAMAGED | OBSTR | JAMMED/OBSTRUCTED | OTHER-R | OTHER REMEDY | Y
HEATING COIL | HEATING COIL | BKN | BROKEN/DAMAGED | OBSTR | JAMMED/OBSTRUCTED | OVH | OVERHAULED/REBUILT/REFURBISHED | Y
HEATING COIL | HEATING COIL | BKN | BROKEN/DAMAGED | OBSTR | JAMMED/OBSTRUCTED | PAINT | PAINTED | Y
HEATING COIL | HEATING COIL | BKN | BROKEN/DAMAGED | OBSTR | JAMMED/OBSTRUCTED | PATCH | PATCHED/PAVED | Y
HEATING COIL | HEATING COIL | BKN | BROKEN/DAMAGED | OBSTR | JAMMED/OBSTRUCTED | PUMP | PUMPED OUT/EMPTIED | Y
HEATING COIL | HEATING COIL | BKN | BROKEN/DAMAGED | OBSTR | JAMMED/OBSTRUCTED | REFILL | REFILLED | Y
HEATING COIL | HEATING COIL | BKN | BROKEN/DAMAGED | OBSTR | JAMMED/OBSTRUCTED | REINS | REINSTALLED | Y
HEATING COIL | HEATING COIL | BKN | BROKEN/DAMAGED | OBSTR | JAMMED/OBSTRUCTED | REMOVE | REMOVED | Y
HEATING COIL | HEATING COIL | BKN | BROKEN/DAMAGED | OBSTR | JAMMED/OBSTRUCTED | REP | REPAIRED/RESTORED/ADJUSTED | Y
HEATING COIL | HEATING COIL | BKN | BROKEN/DAMAGED | OBSTR | JAMMED/OBSTRUCTED | RESEAL | RESEALED/REPACKED | Y
HEATING COIL | HEATING COIL | BKN | BROKEN/DAMAGED | OBSTR | JAMMED/OBSTRUCTED | RESET | RESET/RESTARTED | Y
HEATING COIL | HEATING COIL | BKN | BROKEN/DAMAGED | OBSTR | JAMMED/OBSTRUCTED | REWIRE | REWIRED | Y
HEATING COIL | HEATING COIL | BKN | BROKEN/DAMAGED | OBSTR | JAMMED/OBSTRUCTED | RPL | REPLACED | Y
HEATING COIL | HEATING COIL | BKN | BROKEN/DAMAGED | OPSERRMTCERR | OPERATIONS/MAINTENANCE RELATED | MOD | MODIFIED | N
HEATING COIL | HEATING COIL | BKN | BROKEN/DAMAGED | OPSERRMTCERR | OPERATIONS/MAINTENANCE RELATED | CLEAN | CLEANED | N
HEATING COIL | HEATING COIL | BKN | BROKEN/DAMAGED | OPSERRMTCERR | OPERATIONS/MAINTENANCE RELATED | CLOSE | SECURED/CLOSED | N
HEATING COIL | HEATING COIL | BKN | BROKEN/DAMAGED | OPSERRMTCERR | OPERATIONS/MAINTENANCE RELATED | CONN | CONNECTED | N
HEATING COIL | HEATING COIL | BKN | BROKEN/DAMAGED | OPSERRMTCERR | OPERATIONS/MAINTENANCE RELATED | DISCONN | DISCONNECTED | N
HEATING COIL | HEATING COIL | BKN | BROKEN/DAMAGED | OPSERRMTCERR | OPERATIONS/MAINTENANCE RELATED | LUB | LUBRICATED | Y
HEATING COIL | HEATING COIL | BKN | BROKEN/DAMAGED | OPSERRMTCERR | OPERATIONS/MAINTENANCE RELATED | NOF | NO FAULT FOUND | N
HEATING COIL | HEATING COIL | BKN | BROKEN/DAMAGED | OPSERRMTCERR | OPERATIONS/MAINTENANCE RELATED | OTHER-R | OTHER REMEDY | N
HEATING COIL | HEATING COIL | BKN | BROKEN/DAMAGED | OPSERRMTCERR | OPERATIONS/MAINTENANCE RELATED | OVH | OVERHAULED/REBUILT/REFURBISHED | N
HEATING COIL | HEATING COIL | BKN | BROKEN/DAMAGED | OPSERRMTCERR | OPERATIONS/MAINTENANCE RELATED | PAINT | PAINTED | Y
HEATING COIL | HEATING COIL | BKN | BROKEN/DAMAGED | OPSERRMTCERR | OPERATIONS/MAINTENANCE RELATED | PATCH | PATCHED/PAVED | Y
HEATING COIL | HEATING COIL | BKN | BROKEN/DAMAGED | OPSERRMTCERR | OPERATIONS/MAINTENANCE RELATED | PUMP | PUMPED OUT/EMPTIED | Y
HEATING COIL | HEATING COIL | BKN | BROKEN/DAMAGED | OPSERRMTCERR | OPERATIONS/MAINTENANCE RELATED | REFILL | REFILLED | Y
HEATING COIL | HEATING COIL | BKN | BROKEN/DAMAGED | OPSERRMTCERR | OPERATIONS/MAINTENANCE RELATED | REINS | REINSTALLED | N
HEATING COIL | HEATING COIL | BKN | BROKEN/DAMAGED | OPSERRMTCERR | OPERATIONS/MAINTENANCE RELATED | REMOVE | REMOVED | N
HEATING COIL | HEATING COIL | BKN | BROKEN/DAMAGED | OPSERRMTCERR | OPERATIONS/MAINTENANCE RELATED | REP | REPAIRED/RESTORED/ADJUSTED | N
HEATING COIL | HEATING COIL | BKN | BROKEN/DAMAGED | OPSERRMTCERR | OPERATIONS/MAINTENANCE RELATED | RESEAL | RESEALED/REPACKED | Y
HEATING COIL | HEATING COIL | BKN | BROKEN/DAMAGED | OPSERRMTCERR | OPERATIONS/MAINTENANCE RELATED | RESET | RESET/RESTARTED | Y
HEATING COIL | HEATING COIL | BKN | BROKEN/DAMAGED | OPSERRMTCERR | OPERATIONS/MAINTENANCE RELATED | REWIRE | REWIRED | N
HEATING COIL | HEATING COIL | BKN | BROKEN/DAMAGED | OPSERRMTCERR | OPERATIONS/MAINTENANCE RELATED | RPL | REPLACED | N
HEATING COIL | HEATING COIL | BKN | BROKEN/DAMAGED | OTHER-C | OTHER CAUSE | MOD | MODIFIED | N
HEATING COIL | HEATING COIL | BKN | BROKEN/DAMAGED | OTHER-C | OTHER CAUSE | CLEAN | CLEANED | N
HEATING COIL | HEATING COIL | BKN | BROKEN/DAMAGED | OTHER-C | OTHER CAUSE | CLOSE | SECURED/CLOSED | N
HEATING COIL | HEATING COIL | BKN | BROKEN/DAMAGED | OTHER-C | OTHER CAUSE | CONN | CONNECTED | N
HEATING COIL | HEATING COIL | BKN | BROKEN/DAMAGED | OTHER-C | OTHER CAUSE | DISCONN | DISCONNECTED | N
HEATING COIL | HEATING COIL | BKN | BROKEN/DAMAGED | OTHER-C | OTHER CAUSE | LUB | LUBRICATED | Y
HEATING COIL | HEATING COIL | BKN | BROKEN/DAMAGED | OTHER-C | OTHER CAUSE | NOF | NO FAULT FOUND | N
HEATING COIL | HEATING COIL | BKN | BROKEN/DAMAGED | OTHER-C | OTHER CAUSE | OTHER-R | OTHER REMEDY | N
HEATING COIL | HEATING COIL | BKN | BROKEN/DAMAGED | OTHER-C | OTHER CAUSE | OVH | OVERHAULED/REBUILT/REFURBISHED | N
HEATING COIL | HEATING COIL | BKN | BROKEN/DAMAGED | OTHER-C | OTHER CAUSE | PAINT | PAINTED | Y
HEATING COIL | HEATING COIL | BKN | BROKEN/DAMAGED | OTHER-C | OTHER CAUSE | PATCH | PATCHED/PAVED | Y
HEATING COIL | HEATING COIL | BKN | BROKEN/DAMAGED | OTHER-C | OTHER CAUSE | PUMP | PUMPED OUT/EMPTIED | Y
HEATING COIL | HEATING COIL | BKN | BROKEN/DAMAGED | OTHER-C | OTHER CAUSE | REFILL | REFILLED | Y
HEATING COIL | HEATING COIL | BKN | BROKEN/DAMAGED | OTHER-C | OTHER CAUSE | REINS | REINSTALLED | N
HEATING COIL | HEATING COIL | BKN | BROKEN/DAMAGED | OTHER-C | OTHER CAUSE | REMOVE | REMOVED | N
HEATING COIL | HEATING COIL | BKN | BROKEN/DAMAGED | OTHER-C | OTHER CAUSE | REP | REPAIRED/RESTORED/ADJUSTED | N
HEATING COIL | HEATING COIL | BKN | BROKEN/DAMAGED | OTHER-C | OTHER CAUSE | RESEAL | RESEALED/REPACKED | Y
HEATING COIL | HEATING COIL | BKN | BROKEN/DAMAGED | OTHER-C | OTHER CAUSE | RESET | RESET/RESTARTED | Y
HEATING COIL | HEATING COIL | BKN | BROKEN/DAMAGED | OTHER-C | OTHER CAUSE | REWIRE | REWIRED | N
HEATING COIL | HEATING COIL | BKN | BROKEN/DAMAGED | OTHER-C | OTHER CAUSE | RPL | REPLACED | N
HEATING COIL | HEATING COIL | BKN | BROKEN/DAMAGED | POWERSUP | POWER SUPPLY | MOD | MODIFIED | N
HEATING COIL | HEATING COIL | BKN | BROKEN/DAMAGED | POWERSUP | POWER SUPPLY | CLEAN | CLEANED | N
HEATING COIL | HEATING COIL | BKN | BROKEN/DAMAGED | POWERSUP | POWER SUPPLY | CLOSE | SECURED/CLOSED | N
HEATING COIL | HEATING COIL | BKN | BROKEN/DAMAGED | POWERSUP | POWER SUPPLY | CONN | CONNECTED | N
HEATING COIL | HEATING COIL | BKN | BROKEN/DAMAGED | POWERSUP | POWER SUPPLY | DISCONN | DISCONNECTED | N
HEATING COIL | HEATING COIL | BKN | BROKEN/DAMAGED | POWERSUP | POWER SUPPLY | LUB | LUBRICATED | Y
HEATING COIL | HEATING COIL | BKN | BROKEN/DAMAGED | POWERSUP | POWER SUPPLY | NOF | NO FAULT FOUND | N
HEATING COIL | HEATING COIL | BKN | BROKEN/DAMAGED | POWERSUP | POWER SUPPLY | OTHER-R | OTHER REMEDY | N
HEATING COIL | HEATING COIL | BKN | BROKEN/DAMAGED | POWERSUP | POWER SUPPLY | OVH | OVERHAULED/REBUILT/REFURBISHED | N
HEATING COIL | HEATING COIL | BKN | BROKEN/DAMAGED | POWERSUP | POWER SUPPLY | PAINT | PAINTED | Y
HEATING COIL | HEATING COIL | BKN | BROKEN/DAMAGED | POWERSUP | POWER SUPPLY | PATCH | PATCHED/PAVED | Y
HEATING COIL | HEATING COIL | BKN | BROKEN/DAMAGED | POWERSUP | POWER SUPPLY | PUMP | PUMPED OUT/EMPTIED | Y
HEATING COIL | HEATING COIL | BKN | BROKEN/DAMAGED | POWERSUP | POWER SUPPLY | REFILL | REFILLED | Y
HEATING COIL | HEATING COIL | BKN | BROKEN/DAMAGED | POWERSUP | POWER SUPPLY | REINS | REINSTALLED | N
HEATING COIL | HEATING COIL | BKN | BROKEN/DAMAGED | POWERSUP | POWER SUPPLY | REMOVE | REMOVED | N
HEATING COIL | HEATING COIL | BKN | BROKEN/DAMAGED | POWERSUP | POWER SUPPLY | REP | REPAIRED/RESTORED/ADJUSTED | N
HEATING COIL | HEATING COIL | BKN | BROKEN/DAMAGED | POWERSUP | POWER SUPPLY | RESEAL | RESEALED/REPACKED | Y
HEATING COIL | HEATING COIL | BKN | BROKEN/DAMAGED | POWERSUP | POWER SUPPLY | RESET | RESET/RESTARTED | Y
HEATING COIL | HEATING COIL | BKN | BROKEN/DAMAGED | POWERSUP | POWER SUPPLY | REWIRE | REWIRED | N
HEATING COIL | HEATING COIL | BKN | BROKEN/DAMAGED | POWERSUP | POWER SUPPLY | RPL | REPLACED | N
HEATING COIL | HEATING COIL | BKN | BROKEN/DAMAGED | SENSOR | FAULTY SENSOR | MOD | MODIFIED | Y
HEATING COIL | HEATING COIL | BKN | BROKEN/DAMAGED | SENSOR | FAULTY SENSOR | CLEAN | CLEANED | Y
HEATING COIL | HEATING COIL | BKN | BROKEN/DAMAGED | SENSOR | FAULTY SENSOR | CLOSE | SECURED/CLOSED | Y
HEATING COIL | HEATING COIL | BKN | BROKEN/DAMAGED | SENSOR | FAULTY SENSOR | CONN | CONNECTED | Y
HEATING COIL | HEATING COIL | BKN | BROKEN/DAMAGED | SENSOR | FAULTY SENSOR | DISCONN | DISCONNECTED | Y
HEATING COIL | HEATING COIL | BKN | BROKEN/DAMAGED | SENSOR | FAULTY SENSOR | LUB | LUBRICATED | Y
HEATING COIL | HEATING COIL | BKN | BROKEN/DAMAGED | SENSOR | FAULTY SENSOR | NOF | NO FAULT FOUND | Y
HEATING COIL | HEATING COIL | BKN | BROKEN/DAMAGED | SENSOR | FAULTY SENSOR | OTHER-R | OTHER REMEDY | Y
HEATING COIL | HEATING COIL | BKN | BROKEN/DAMAGED | SENSOR | FAULTY SENSOR | OVH | OVERHAULED/REBUILT/REFURBISHED | Y
HEATING COIL | HEATING COIL | BKN | BROKEN/DAMAGED | SENSOR | FAULTY SENSOR | PAINT | PAINTED | Y
HEATING COIL | HEATING COIL | BKN | BROKEN/DAMAGED | SENSOR | FAULTY SENSOR | PATCH | PATCHED/PAVED | Y
HEATING COIL | HEATING COIL | BKN | BROKEN/DAMAGED | SENSOR | FAULTY SENSOR | PUMP | PUMPED OUT/EMPTIED | Y
HEATING COIL | HEATING COIL | BKN | BROKEN/DAMAGED | SENSOR | FAULTY SENSOR | REFILL | REFILLED | Y
HEATING COIL | HEATING COIL | BKN | BROKEN/DAMAGED | SENSOR | FAULTY SENSOR | REINS | REINSTALLED | Y
HEATING COIL | HEATING COIL | BKN | BROKEN/DAMAGED | SENSOR | FAULTY SENSOR | REMOVE | REMOVED | Y
HEATING COIL | HEATING COIL | BKN | BROKEN/DAMAGED | SENSOR | FAULTY SENSOR | REP | REPAIRED/RESTORED/ADJUSTED | Y
HEATING COIL | HEATING COIL | BKN | BROKEN/DAMAGED | SENSOR | FAULTY SENSOR | RESEAL | RESEALED/REPACKED | Y
HEATING COIL | HEATING COIL | BKN | BROKEN/DAMAGED | SENSOR | FAULTY SENSOR | RESET | RESET/RESTARTED | Y
HEATING COIL | HEATING COIL | BKN | BROKEN/DAMAGED | SENSOR | FAULTY SENSOR | REWIRE | REWIRED | Y
HEATING COIL | HEATING COIL | BKN | BROKEN/DAMAGED | SENSOR | FAULTY SENSOR | RPL | REPLACED | Y
HEATING COIL | HEATING COIL | LEAK | LEAKING | BREAKTRP | BREAKER TRIP | MOD | MODIFIED | Y
HEATING COIL | HEATING COIL | LEAK | LEAKING | BREAKTRP | BREAKER TRIP | CLEAN | CLEANED | Y
HEATING COIL | HEATING COIL | LEAK | LEAKING | BREAKTRP | BREAKER TRIP | CLOSE | SECURED/CLOSED | Y
HEATING COIL | HEATING COIL | LEAK | LEAKING | BREAKTRP | BREAKER TRIP | CONN | CONNECTED | Y
HEATING COIL | HEATING COIL | LEAK | LEAKING | BREAKTRP | BREAKER TRIP | DISCONN | DISCONNECTED | Y
HEATING COIL | HEATING COIL | LEAK | LEAKING | BREAKTRP | BREAKER TRIP | LUB | LUBRICATED | Y
HEATING COIL | HEATING COIL | LEAK | LEAKING | BREAKTRP | BREAKER TRIP | NOF | NO FAULT FOUND | Y
HEATING COIL | HEATING COIL | LEAK | LEAKING | BREAKTRP | BREAKER TRIP | OTHER-R | OTHER REMEDY | Y
HEATING COIL | HEATING COIL | LEAK | LEAKING | BREAKTRP | BREAKER TRIP | OVH | OVERHAULED/REBUILT/REFURBISHED | Y
HEATING COIL | HEATING COIL | LEAK | LEAKING | BREAKTRP | BREAKER TRIP | PAINT | PAINTED | Y
HEATING COIL | HEATING COIL | LEAK | LEAKING | BREAKTRP | BREAKER TRIP | PATCH | PATCHED/PAVED | Y
HEATING COIL | HEATING COIL | LEAK | LEAKING | BREAKTRP | BREAKER TRIP | PUMP | PUMPED OUT/EMPTIED | Y
HEATING COIL | HEATING COIL | LEAK | LEAKING | BREAKTRP | BREAKER TRIP | REFILL | REFILLED | Y
HEATING COIL | HEATING COIL | LEAK | LEAKING | BREAKTRP | BREAKER TRIP | REINS | REINSTALLED | Y
HEATING COIL | HEATING COIL | LEAK | LEAKING | BREAKTRP | BREAKER TRIP | REMOVE | REMOVED | Y
HEATING COIL | HEATING COIL | LEAK | LEAKING | BREAKTRP | BREAKER TRIP | REP | REPAIRED/RESTORED/ADJUSTED | Y
HEATING COIL | HEATING COIL | LEAK | LEAKING | BREAKTRP | BREAKER TRIP | RESEAL | RESEALED/REPACKED | Y
HEATING COIL | HEATING COIL | LEAK | LEAKING | BREAKTRP | BREAKER TRIP | RESET | RESET/RESTARTED | Y
HEATING COIL | HEATING COIL | LEAK | LEAKING | BREAKTRP | BREAKER TRIP | REWIRE | REWIRED | Y
HEATING COIL | HEATING COIL | LEAK | LEAKING | BREAKTRP | BREAKER TRIP | RPL | REPLACED | Y
HEATING COIL | HEATING COIL | LEAK | LEAKING | CORROSION | RUST/CORROSION | MOD | MODIFIED | Y
HEATING COIL | HEATING COIL | LEAK | LEAKING | CORROSION | RUST/CORROSION | CLEAN | CLEANED | Y
HEATING COIL | HEATING COIL | LEAK | LEAKING | CORROSION | RUST/CORROSION | CLOSE | SECURED/CLOSED | Y
HEATING COIL | HEATING COIL | LEAK | LEAKING | CORROSION | RUST/CORROSION | CONN | CONNECTED | Y
HEATING COIL | HEATING COIL | LEAK | LEAKING | CORROSION | RUST/CORROSION | DISCONN | DISCONNECTED | Y
HEATING COIL | HEATING COIL | LEAK | LEAKING | CORROSION | RUST/CORROSION | LUB | LUBRICATED | Y
HEATING COIL | HEATING COIL | LEAK | LEAKING | CORROSION | RUST/CORROSION | NOF | NO FAULT FOUND | Y
HEATING COIL | HEATING COIL | LEAK | LEAKING | CORROSION | RUST/CORROSION | OTHER-R | OTHER REMEDY | Y
HEATING COIL | HEATING COIL | LEAK | LEAKING | CORROSION | RUST/CORROSION | OVH | OVERHAULED/REBUILT/REFURBISHED | Y
HEATING COIL | HEATING COIL | LEAK | LEAKING | CORROSION | RUST/CORROSION | PAINT | PAINTED | Y
HEATING COIL | HEATING COIL | LEAK | LEAKING | CORROSION | RUST/CORROSION | PATCH | PATCHED/PAVED | Y
HEATING COIL | HEATING COIL | LEAK | LEAKING | CORROSION | RUST/CORROSION | PUMP | PUMPED OUT/EMPTIED | Y
HEATING COIL | HEATING COIL | LEAK | LEAKING | CORROSION | RUST/CORROSION | REFILL | REFILLED | Y
HEATING COIL | HEATING COIL | LEAK | LEAKING | CORROSION | RUST/CORROSION | REINS | REINSTALLED | Y
HEATING COIL | HEATING COIL | LEAK | LEAKING | CORROSION | RUST/CORROSION | REMOVE | REMOVED | Y
HEATING COIL | HEATING COIL | LEAK | LEAKING | CORROSION | RUST/CORROSION | REP | REPAIRED/RESTORED/ADJUSTED | Y
HEATING COIL | HEATING COIL | LEAK | LEAKING | CORROSION | RUST/CORROSION | RESEAL | RESEALED/REPACKED | Y
HEATING COIL | HEATING COIL | LEAK | LEAKING | CORROSION | RUST/CORROSION | RESET | RESET/RESTARTED | Y
HEATING COIL | HEATING COIL | LEAK | LEAKING | CORROSION | RUST/CORROSION | REWIRE | REWIRED | Y
HEATING COIL | HEATING COIL | LEAK | LEAKING | CORROSION | RUST/CORROSION | RPL | REPLACED | Y
HEATING COIL | HEATING COIL | LEAK | LEAKING | DAMAGE | DAMAGED/BROKEN | MOD | MODIFIED | Y
HEATING COIL | HEATING COIL | LEAK | LEAKING | DAMAGE | DAMAGED/BROKEN | CLEAN | CLEANED | Y
HEATING COIL | HEATING COIL | LEAK | LEAKING | DAMAGE | DAMAGED/BROKEN | CLOSE | SECURED/CLOSED | Y
HEATING COIL | HEATING COIL | LEAK | LEAKING | DAMAGE | DAMAGED/BROKEN | CONN | CONNECTED | Y
HEATING COIL | HEATING COIL | LEAK | LEAKING | DAMAGE | DAMAGED/BROKEN | DISCONN | DISCONNECTED | Y
HEATING COIL | HEATING COIL | LEAK | LEAKING | DAMAGE | DAMAGED/BROKEN | LUB | LUBRICATED | Y
HEATING COIL | HEATING COIL | LEAK | LEAKING | DAMAGE | DAMAGED/BROKEN | NOF | NO FAULT FOUND | Y
HEATING COIL | HEATING COIL | LEAK | LEAKING | DAMAGE | DAMAGED/BROKEN | OTHER-R | OTHER REMEDY | Y
HEATING COIL | HEATING COIL | LEAK | LEAKING | DAMAGE | DAMAGED/BROKEN | OVH | OVERHAULED/REBUILT/REFURBISHED | Y
HEATING COIL | HEATING COIL | LEAK | LEAKING | DAMAGE | DAMAGED/BROKEN | PAINT | PAINTED | Y
HEATING COIL | HEATING COIL | LEAK | LEAKING | DAMAGE | DAMAGED/BROKEN | PATCH | PATCHED/PAVED | Y
HEATING COIL | HEATING COIL | LEAK | LEAKING | DAMAGE | DAMAGED/BROKEN | PUMP | PUMPED OUT/EMPTIED | Y
HEATING COIL | HEATING COIL | LEAK | LEAKING | DAMAGE | DAMAGED/BROKEN | REFILL | REFILLED | Y
HEATING COIL | HEATING COIL | LEAK | LEAKING | DAMAGE | DAMAGED/BROKEN | REINS | REINSTALLED | Y
HEATING COIL | HEATING COIL | LEAK | LEAKING | DAMAGE | DAMAGED/BROKEN | REMOVE | REMOVED | Y
HEATING COIL | HEATING COIL | LEAK | LEAKING | DAMAGE | DAMAGED/BROKEN | REP | REPAIRED/RESTORED/ADJUSTED | Y
HEATING COIL | HEATING COIL | LEAK | LEAKING | DAMAGE | DAMAGED/BROKEN | RESEAL | RESEALED/REPACKED | Y
HEATING COIL | HEATING COIL | LEAK | LEAKING | DAMAGE | DAMAGED/BROKEN | RESET | RESET/RESTARTED | Y
HEATING COIL | HEATING COIL | LEAK | LEAKING | DAMAGE | DAMAGED/BROKEN | REWIRE | REWIRED | Y
HEATING COIL | HEATING COIL | LEAK | LEAKING | DAMAGE | DAMAGED/BROKEN | RPL | REPLACED | Y
HEATING COIL | HEATING COIL | LEAK | LEAKING | DESGEN | DESIGN RELATED | MOD | MODIFIED | Y
HEATING COIL | HEATING COIL | LEAK | LEAKING | DESGEN | DESIGN RELATED | CLEAN | CLEANED | Y
HEATING COIL | HEATING COIL | LEAK | LEAKING | DESGEN | DESIGN RELATED | CLOSE | SECURED/CLOSED | Y
HEATING COIL | HEATING COIL | LEAK | LEAKING | DESGEN | DESIGN RELATED | CONN | CONNECTED | Y
HEATING COIL | HEATING COIL | LEAK | LEAKING | DESGEN | DESIGN RELATED | DISCONN | DISCONNECTED | Y
HEATING COIL | HEATING COIL | LEAK | LEAKING | DESGEN | DESIGN RELATED | LUB | LUBRICATED | Y
HEATING COIL | HEATING COIL | LEAK | LEAKING | DESGEN | DESIGN RELATED | NOF | NO FAULT FOUND | Y
HEATING COIL | HEATING COIL | LEAK | LEAKING | DESGEN | DESIGN RELATED | OTHER-R | OTHER REMEDY | Y
HEATING COIL | HEATING COIL | LEAK | LEAKING | DESGEN | DESIGN RELATED | OVH | OVERHAULED/REBUILT/REFURBISHED | Y
HEATING COIL | HEATING COIL | LEAK | LEAKING | DESGEN | DESIGN RELATED | PAINT | PAINTED | Y
HEATING COIL | HEATING COIL | LEAK | LEAKING | DESGEN | DESIGN RELATED | PATCH | PATCHED/PAVED | Y
HEATING COIL | HEATING COIL | LEAK | LEAKING | DESGEN | DESIGN RELATED | PUMP | PUMPED OUT/EMPTIED | Y
HEATING COIL | HEATING COIL | LEAK | LEAKING | DESGEN | DESIGN RELATED | REFILL | REFILLED | Y
HEATING COIL | HEATING COIL | LEAK | LEAKING | DESGEN | DESIGN RELATED | REINS | REINSTALLED | Y
HEATING COIL | HEATING COIL | LEAK | LEAKING | DESGEN | DESIGN RELATED | REMOVE | REMOVED | Y
HEATING COIL | HEATING COIL | LEAK | LEAKING | DESGEN | DESIGN RELATED | REP | REPAIRED/RESTORED/ADJUSTED | Y
HEATING COIL | HEATING COIL | LEAK | LEAKING | DESGEN | DESIGN RELATED | RESEAL | RESEALED/REPACKED | Y
HEATING COIL | HEATING COIL | LEAK | LEAKING | DESGEN | DESIGN RELATED | RESET | RESET/RESTARTED | Y
HEATING COIL | HEATING COIL | LEAK | LEAKING | DESGEN | DESIGN RELATED | REWIRE | REWIRED | Y
HEATING COIL | HEATING COIL | LEAK | LEAKING | DESGEN | DESIGN RELATED | RPL | REPLACED | Y
HEATING COIL | HEATING COIL | LEAK | LEAKING | DIRTY | DIRTY | MOD | MODIFIED | Y
HEATING COIL | HEATING COIL | LEAK | LEAKING | DIRTY | DIRTY | CLEAN | CLEANED | Y
HEATING COIL | HEATING COIL | LEAK | LEAKING | DIRTY | DIRTY | CLOSE | SECURED/CLOSED | Y
HEATING COIL | HEATING COIL | LEAK | LEAKING | DIRTY | DIRTY | CONN | CONNECTED | Y
HEATING COIL | HEATING COIL | LEAK | LEAKING | DIRTY | DIRTY | DISCONN | DISCONNECTED | Y
HEATING COIL | HEATING COIL | LEAK | LEAKING | DIRTY | DIRTY | LUB | LUBRICATED | Y
HEATING COIL | HEATING COIL | LEAK | LEAKING | DIRTY | DIRTY | NOF | NO FAULT FOUND | Y
HEATING COIL | HEATING COIL | LEAK | LEAKING | DIRTY | DIRTY | OTHER-R | OTHER REMEDY | Y
HEATING COIL | HEATING COIL | LEAK | LEAKING | DIRTY | DIRTY | OVH | OVERHAULED/REBUILT/REFURBISHED | Y
HEATING COIL | HEATING COIL | LEAK | LEAKING | DIRTY | DIRTY | PAINT | PAINTED | Y
HEATING COIL | HEATING COIL | LEAK | LEAKING | DIRTY | DIRTY | PATCH | PATCHED/PAVED | Y
HEATING COIL | HEATING COIL | LEAK | LEAKING | DIRTY | DIRTY | PUMP | PUMPED OUT/EMPTIED | Y
HEATING COIL | HEATING COIL | LEAK | LEAKING | DIRTY | DIRTY | REFILL | REFILLED | Y
HEATING COIL | HEATING COIL | LEAK | LEAKING | DIRTY | DIRTY | REINS | REINSTALLED | Y
HEATING COIL | HEATING COIL | LEAK | LEAKING | DIRTY | DIRTY | REMOVE | REMOVED | Y
HEATING COIL | HEATING COIL | LEAK | LEAKING | DIRTY | DIRTY | REP | REPAIRED/RESTORED/ADJUSTED | Y
HEATING COIL | HEATING COIL | LEAK | LEAKING | DIRTY | DIRTY | RESEAL | RESEALED/REPACKED | Y
HEATING COIL | HEATING COIL | LEAK | LEAKING | DIRTY | DIRTY | RESET | RESET/RESTARTED | Y
HEATING COIL | HEATING COIL | LEAK | LEAKING | DIRTY | DIRTY | REWIRE | REWIRED | Y
HEATING COIL | HEATING COIL | LEAK | LEAKING | DIRTY | DIRTY | RPL | REPLACED | Y
HEATING COIL | HEATING COIL | LEAK | LEAKING | EXPWT | EXPECTED WEAR AND TEAR | MOD | MODIFIED | Y
HEATING COIL | HEATING COIL | LEAK | LEAKING | EXPWT | EXPECTED WEAR AND TEAR | CLEAN | CLEANED | Y
HEATING COIL | HEATING COIL | LEAK | LEAKING | EXPWT | EXPECTED WEAR AND TEAR | CLOSE | SECURED/CLOSED | Y
HEATING COIL | HEATING COIL | LEAK | LEAKING | EXPWT | EXPECTED WEAR AND TEAR | CONN | CONNECTED | Y
HEATING COIL | HEATING COIL | LEAK | LEAKING | EXPWT | EXPECTED WEAR AND TEAR | DISCONN | DISCONNECTED | Y
HEATING COIL | HEATING COIL | LEAK | LEAKING | EXPWT | EXPECTED WEAR AND TEAR | LUB | LUBRICATED | Y
HEATING COIL | HEATING COIL | LEAK | LEAKING | EXPWT | EXPECTED WEAR AND TEAR | NOF | NO FAULT FOUND | Y
HEATING COIL | HEATING COIL | LEAK | LEAKING | EXPWT | EXPECTED WEAR AND TEAR | OTHER-R | OTHER REMEDY | Y
HEATING COIL | HEATING COIL | LEAK | LEAKING | EXPWT | EXPECTED WEAR AND TEAR | OVH | OVERHAULED/REBUILT/REFURBISHED | Y
HEATING COIL | HEATING COIL | LEAK | LEAKING | EXPWT | EXPECTED WEAR AND TEAR | PAINT | PAINTED | Y
HEATING COIL | HEATING COIL | LEAK | LEAKING | EXPWT | EXPECTED WEAR AND TEAR | PATCH | PATCHED/PAVED | Y
HEATING COIL | HEATING COIL | LEAK | LEAKING | EXPWT | EXPECTED WEAR AND TEAR | PUMP | PUMPED OUT/EMPTIED | Y
HEATING COIL | HEATING COIL | LEAK | LEAKING | EXPWT | EXPECTED WEAR AND TEAR | REFILL | REFILLED | Y
HEATING COIL | HEATING COIL | LEAK | LEAKING | EXPWT | EXPECTED WEAR AND TEAR | REINS | REINSTALLED | Y
HEATING COIL | HEATING COIL | LEAK | LEAKING | EXPWT | EXPECTED WEAR AND TEAR | REMOVE | REMOVED | Y
HEATING COIL | HEATING COIL | LEAK | LEAKING | EXPWT | EXPECTED WEAR AND TEAR | REP | REPAIRED/RESTORED/ADJUSTED | Y
HEATING COIL | HEATING COIL | LEAK | LEAKING | EXPWT | EXPECTED WEAR AND TEAR | RESEAL | RESEALED/REPACKED | Y
HEATING COIL | HEATING COIL | LEAK | LEAKING | EXPWT | EXPECTED WEAR AND TEAR | RESET | RESET/RESTARTED | Y
HEATING COIL | HEATING COIL | LEAK | LEAKING | EXPWT | EXPECTED WEAR AND TEAR | REWIRE | REWIRED | Y
HEATING COIL | HEATING COIL | LEAK | LEAKING | EXPWT | EXPECTED WEAR AND TEAR | RPL | REPLACED | Y
HEATING COIL | HEATING COIL | LEAK | LEAKING | FABGEN | FABRICATION/INSTALLATION RELATED | MOD | MODIFIED | Y
HEATING COIL | HEATING COIL | LEAK | LEAKING | FABGEN | FABRICATION/INSTALLATION RELATED | CLEAN | CLEANED | Y
HEATING COIL | HEATING COIL | LEAK | LEAKING | FABGEN | FABRICATION/INSTALLATION RELATED | CLOSE | SECURED/CLOSED | Y
HEATING COIL | HEATING COIL | LEAK | LEAKING | FABGEN | FABRICATION/INSTALLATION RELATED | CONN | CONNECTED | Y
HEATING COIL | HEATING COIL | LEAK | LEAKING | FABGEN | FABRICATION/INSTALLATION RELATED | DISCONN | DISCONNECTED | Y
HEATING COIL | HEATING COIL | LEAK | LEAKING | FABGEN | FABRICATION/INSTALLATION RELATED | LUB | LUBRICATED | Y
HEATING COIL | HEATING COIL | LEAK | LEAKING | FABGEN | FABRICATION/INSTALLATION RELATED | NOF | NO FAULT FOUND | Y
HEATING COIL | HEATING COIL | LEAK | LEAKING | FABGEN | FABRICATION/INSTALLATION RELATED | OTHER-R | OTHER REMEDY | Y
HEATING COIL | HEATING COIL | LEAK | LEAKING | FABGEN | FABRICATION/INSTALLATION RELATED | OVH | OVERHAULED/REBUILT/REFURBISHED | Y
HEATING COIL | HEATING COIL | LEAK | LEAKING | FABGEN | FABRICATION/INSTALLATION RELATED | PAINT | PAINTED | Y
HEATING COIL | HEATING COIL | LEAK | LEAKING | FABGEN | FABRICATION/INSTALLATION RELATED | PATCH | PATCHED/PAVED | Y
HEATING COIL | HEATING COIL | LEAK | LEAKING | FABGEN | FABRICATION/INSTALLATION RELATED | PUMP | PUMPED OUT/EMPTIED | Y
HEATING COIL | HEATING COIL | LEAK | LEAKING | FABGEN | FABRICATION/INSTALLATION RELATED | REFILL | REFILLED | Y
HEATING COIL | HEATING COIL | LEAK | LEAKING | FABGEN | FABRICATION/INSTALLATION RELATED | REINS | REINSTALLED | Y
HEATING COIL | HEATING COIL | LEAK | LEAKING | FABGEN | FABRICATION/INSTALLATION RELATED | REMOVE | REMOVED | Y
HEATING COIL | HEATING COIL | LEAK | LEAKING | FABGEN | FABRICATION/INSTALLATION RELATED | REP | REPAIRED/RESTORED/ADJUSTED | Y
HEATING COIL | HEATING COIL | LEAK | LEAKING | FABGEN | FABRICATION/INSTALLATION RELATED | RESEAL | RESEALED/REPACKED | Y
HEATING COIL | HEATING COIL | LEAK | LEAKING | FABGEN | FABRICATION/INSTALLATION RELATED | RESET | RESET/RESTARTED | Y
HEATING COIL | HEATING COIL | LEAK | LEAKING | FABGEN | FABRICATION/INSTALLATION RELATED | REWIRE | REWIRED | Y
HEATING COIL | HEATING COIL | LEAK | LEAKING | FABGEN | FABRICATION/INSTALLATION RELATED | RPL | REPLACED | Y
HEATING COIL | HEATING COIL | LEAK | LEAKING | IMPMAT | IMPROPER MATERIAL | MOD | MODIFIED | Y
HEATING COIL | HEATING COIL | LEAK | LEAKING | IMPMAT | IMPROPER MATERIAL | CLEAN | CLEANED | Y
HEATING COIL | HEATING COIL | LEAK | LEAKING | IMPMAT | IMPROPER MATERIAL | CLOSE | SECURED/CLOSED | Y
HEATING COIL | HEATING COIL | LEAK | LEAKING | IMPMAT | IMPROPER MATERIAL | CONN | CONNECTED | Y
HEATING COIL | HEATING COIL | LEAK | LEAKING | IMPMAT | IMPROPER MATERIAL | DISCONN | DISCONNECTED | Y
HEATING COIL | HEATING COIL | LEAK | LEAKING | IMPMAT | IMPROPER MATERIAL | LUB | LUBRICATED | Y
HEATING COIL | HEATING COIL | LEAK | LEAKING | IMPMAT | IMPROPER MATERIAL | NOF | NO FAULT FOUND | Y
HEATING COIL | HEATING COIL | LEAK | LEAKING | IMPMAT | IMPROPER MATERIAL | OTHER-R | OTHER REMEDY | Y
HEATING COIL | HEATING COIL | LEAK | LEAKING | IMPMAT | IMPROPER MATERIAL | OVH | OVERHAULED/REBUILT/REFURBISHED | Y
HEATING COIL | HEATING COIL | LEAK | LEAKING | IMPMAT | IMPROPER MATERIAL | PAINT | PAINTED | Y
HEATING COIL | HEATING COIL | LEAK | LEAKING | IMPMAT | IMPROPER MATERIAL | PATCH | PATCHED/PAVED | Y
HEATING COIL | HEATING COIL | LEAK | LEAKING | IMPMAT | IMPROPER MATERIAL | PUMP | PUMPED OUT/EMPTIED | Y
HEATING COIL | HEATING COIL | LEAK | LEAKING | IMPMAT | IMPROPER MATERIAL | REFILL | REFILLED | Y
HEATING COIL | HEATING COIL | LEAK | LEAKING | IMPMAT | IMPROPER MATERIAL | REINS | REINSTALLED | Y
HEATING COIL | HEATING COIL | LEAK | LEAKING | IMPMAT | IMPROPER MATERIAL | REMOVE | REMOVED | Y
HEATING COIL | HEATING COIL | LEAK | LEAKING | IMPMAT | IMPROPER MATERIAL | REP | REPAIRED/RESTORED/ADJUSTED | Y
HEATING COIL | HEATING COIL | LEAK | LEAKING | IMPMAT | IMPROPER MATERIAL | RESEAL | RESEALED/REPACKED | Y
HEATING COIL | HEATING COIL | LEAK | LEAKING | IMPMAT | IMPROPER MATERIAL | RESET | RESET/RESTARTED | Y
HEATING COIL | HEATING COIL | LEAK | LEAKING | IMPMAT | IMPROPER MATERIAL | REWIRE | REWIRED | Y
HEATING COIL | HEATING COIL | LEAK | LEAKING | IMPMAT | IMPROPER MATERIAL | RPL | REPLACED | Y
HEATING COIL | HEATING COIL | LEAK | LEAKING | LEAK | LEAK | MOD | MODIFIED | Y
HEATING COIL | HEATING COIL | LEAK | LEAKING | LEAK | LEAK | CLEAN | CLEANED | Y
HEATING COIL | HEATING COIL | LEAK | LEAKING | LEAK | LEAK | CLOSE | SECURED/CLOSED | Y
HEATING COIL | HEATING COIL | LEAK | LEAKING | LEAK | LEAK | CONN | CONNECTED | Y
HEATING COIL | HEATING COIL | LEAK | LEAKING | LEAK | LEAK | DISCONN | DISCONNECTED | Y
HEATING COIL | HEATING COIL | LEAK | LEAKING | LEAK | LEAK | LUB | LUBRICATED | Y
HEATING COIL | HEATING COIL | LEAK | LEAKING | LEAK | LEAK | NOF | NO FAULT FOUND | Y
HEATING COIL | HEATING COIL | LEAK | LEAKING | LEAK | LEAK | OTHER-R | OTHER REMEDY | Y
HEATING COIL | HEATING COIL | LEAK | LEAKING | LEAK | LEAK | OVH | OVERHAULED/REBUILT/REFURBISHED | Y
HEATING COIL | HEATING COIL | LEAK | LEAKING | LEAK | LEAK | PAINT | PAINTED | Y
HEATING COIL | HEATING COIL | LEAK | LEAKING | LEAK | LEAK | PATCH | PATCHED/PAVED | Y
HEATING COIL | HEATING COIL | LEAK | LEAKING | LEAK | LEAK | PUMP | PUMPED OUT/EMPTIED | Y
HEATING COIL | HEATING COIL | LEAK | LEAKING | LEAK | LEAK | REFILL | REFILLED | Y
HEATING COIL | HEATING COIL | LEAK | LEAKING | LEAK | LEAK | REINS | REINSTALLED | Y
HEATING COIL | HEATING COIL | LEAK | LEAKING | LEAK | LEAK | REMOVE | REMOVED | Y
HEATING COIL | HEATING COIL | LEAK | LEAKING | LEAK | LEAK | REP | REPAIRED/RESTORED/ADJUSTED | Y
HEATING COIL | HEATING COIL | LEAK | LEAKING | LEAK | LEAK | RESEAL | RESEALED/REPACKED | Y
HEATING COIL | HEATING COIL | LEAK | LEAKING | LEAK | LEAK | RESET | RESET/RESTARTED | Y
HEATING COIL | HEATING COIL | LEAK | LEAKING | LEAK | LEAK | REWIRE | REWIRED | Y
HEATING COIL | HEATING COIL | LEAK | LEAKING | LEAK | LEAK | RPL | REPLACED | Y
HEATING COIL | HEATING COIL | LEAK | LEAKING | LOOSE | LOOSE/MISALIGNED | MOD | MODIFIED | Y
HEATING COIL | HEATING COIL | LEAK | LEAKING | LOOSE | LOOSE/MISALIGNED | CLEAN | CLEANED | Y
HEATING COIL | HEATING COIL | LEAK | LEAKING | LOOSE | LOOSE/MISALIGNED | CLOSE | SECURED/CLOSED | Y
HEATING COIL | HEATING COIL | LEAK | LEAKING | LOOSE | LOOSE/MISALIGNED | CONN | CONNECTED | Y
HEATING COIL | HEATING COIL | LEAK | LEAKING | LOOSE | LOOSE/MISALIGNED | DISCONN | DISCONNECTED | Y
HEATING COIL | HEATING COIL | LEAK | LEAKING | LOOSE | LOOSE/MISALIGNED | LUB | LUBRICATED | Y
HEATING COIL | HEATING COIL | LEAK | LEAKING | LOOSE | LOOSE/MISALIGNED | NOF | NO FAULT FOUND | Y
HEATING COIL | HEATING COIL | LEAK | LEAKING | LOOSE | LOOSE/MISALIGNED | OTHER-R | OTHER REMEDY | Y
HEATING COIL | HEATING COIL | LEAK | LEAKING | LOOSE | LOOSE/MISALIGNED | OVH | OVERHAULED/REBUILT/REFURBISHED | Y
HEATING COIL | HEATING COIL | LEAK | LEAKING | LOOSE | LOOSE/MISALIGNED | PAINT | PAINTED | Y
HEATING COIL | HEATING COIL | LEAK | LEAKING | LOOSE | LOOSE/MISALIGNED | PATCH | PATCHED/PAVED | Y
HEATING COIL | HEATING COIL | LEAK | LEAKING | LOOSE | LOOSE/MISALIGNED | PUMP | PUMPED OUT/EMPTIED | Y
HEATING COIL | HEATING COIL | LEAK | LEAKING | LOOSE | LOOSE/MISALIGNED | REFILL | REFILLED | Y
HEATING COIL | HEATING COIL | LEAK | LEAKING | LOOSE | LOOSE/MISALIGNED | REINS | REINSTALLED | Y
HEATING COIL | HEATING COIL | LEAK | LEAKING | LOOSE | LOOSE/MISALIGNED | REMOVE | REMOVED | Y
HEATING COIL | HEATING COIL | LEAK | LEAKING | LOOSE | LOOSE/MISALIGNED | REP | REPAIRED/RESTORED/ADJUSTED | Y
HEATING COIL | HEATING COIL | LEAK | LEAKING | LOOSE | LOOSE/MISALIGNED | RESEAL | RESEALED/REPACKED | Y
HEATING COIL | HEATING COIL | LEAK | LEAKING | LOOSE | LOOSE/MISALIGNED | RESET | RESET/RESTARTED | Y
HEATING COIL | HEATING COIL | LEAK | LEAKING | LOOSE | LOOSE/MISALIGNED | REWIRE | REWIRED | Y
HEATING COIL | HEATING COIL | LEAK | LEAKING | LOOSE | LOOSE/MISALIGNED | RPL | REPLACED | Y
HEATING COIL | HEATING COIL | LEAK | LEAKING | NOCAUSE | NO CAUSE FOUND | MOD | MODIFIED | Y
HEATING COIL | HEATING COIL | LEAK | LEAKING | NOCAUSE | NO CAUSE FOUND | CLEAN | CLEANED | Y
HEATING COIL | HEATING COIL | LEAK | LEAKING | NOCAUSE | NO CAUSE FOUND | CLOSE | SECURED/CLOSED | Y
HEATING COIL | HEATING COIL | LEAK | LEAKING | NOCAUSE | NO CAUSE FOUND | CONN | CONNECTED | Y
HEATING COIL | HEATING COIL | LEAK | LEAKING | NOCAUSE | NO CAUSE FOUND | DISCONN | DISCONNECTED | Y
HEATING COIL | HEATING COIL | LEAK | LEAKING | NOCAUSE | NO CAUSE FOUND | LUB | LUBRICATED | Y
HEATING COIL | HEATING COIL | LEAK | LEAKING | NOCAUSE | NO CAUSE FOUND | NOF | NO FAULT FOUND | Y
HEATING COIL | HEATING COIL | LEAK | LEAKING | NOCAUSE | NO CAUSE FOUND | OTHER-R | OTHER REMEDY | Y
HEATING COIL | HEATING COIL | LEAK | LEAKING | NOCAUSE | NO CAUSE FOUND | OVH | OVERHAULED/REBUILT/REFURBISHED | Y
HEATING COIL | HEATING COIL | LEAK | LEAKING | NOCAUSE | NO CAUSE FOUND | PAINT | PAINTED | Y
HEATING COIL | HEATING COIL | LEAK | LEAKING | NOCAUSE | NO CAUSE FOUND | PATCH | PATCHED/PAVED | Y
HEATING COIL | HEATING COIL | LEAK | LEAKING | NOCAUSE | NO CAUSE FOUND | PUMP | PUMPED OUT/EMPTIED | Y
HEATING COIL | HEATING COIL | LEAK | LEAKING | NOCAUSE | NO CAUSE FOUND | REFILL | REFILLED | Y
HEATING COIL | HEATING COIL | LEAK | LEAKING | NOCAUSE | NO CAUSE FOUND | REINS | REINSTALLED | Y
HEATING COIL | HEATING COIL | LEAK | LEAKING | NOCAUSE | NO CAUSE FOUND | REMOVE | REMOVED | Y
HEATING COIL | HEATING COIL | LEAK | LEAKING | NOCAUSE | NO CAUSE FOUND | REP | REPAIRED/RESTORED/ADJUSTED | Y
HEATING COIL | HEATING COIL | LEAK | LEAKING | NOCAUSE | NO CAUSE FOUND | RESEAL | RESEALED/REPACKED | Y
HEATING COIL | HEATING COIL | LEAK | LEAKING | NOCAUSE | NO CAUSE FOUND | RESET | RESET/RESTARTED | Y
HEATING COIL | HEATING COIL | LEAK | LEAKING | NOCAUSE | NO CAUSE FOUND | REWIRE | REWIRED | Y
HEATING COIL | HEATING COIL | LEAK | LEAKING | NOCAUSE | NO CAUSE FOUND | RPL | REPLACED | Y
HEATING COIL | HEATING COIL | LEAK | LEAKING | OBSTR | JAMMED/OBSTRUCTED | MOD | MODIFIED | Y
HEATING COIL | HEATING COIL | LEAK | LEAKING | OBSTR | JAMMED/OBSTRUCTED | CLEAN | CLEANED | Y
HEATING COIL | HEATING COIL | LEAK | LEAKING | OBSTR | JAMMED/OBSTRUCTED | CLOSE | SECURED/CLOSED | Y
HEATING COIL | HEATING COIL | LEAK | LEAKING | OBSTR | JAMMED/OBSTRUCTED | CONN | CONNECTED | Y
HEATING COIL | HEATING COIL | LEAK | LEAKING | OBSTR | JAMMED/OBSTRUCTED | DISCONN | DISCONNECTED | Y
HEATING COIL | HEATING COIL | LEAK | LEAKING | OBSTR | JAMMED/OBSTRUCTED | LUB | LUBRICATED | Y
HEATING COIL | HEATING COIL | LEAK | LEAKING | OBSTR | JAMMED/OBSTRUCTED | NOF | NO FAULT FOUND | Y
HEATING COIL | HEATING COIL | LEAK | LEAKING | OBSTR | JAMMED/OBSTRUCTED | OTHER-R | OTHER REMEDY | Y
HEATING COIL | HEATING COIL | LEAK | LEAKING | OBSTR | JAMMED/OBSTRUCTED | OVH | OVERHAULED/REBUILT/REFURBISHED | Y
HEATING COIL | HEATING COIL | LEAK | LEAKING | OBSTR | JAMMED/OBSTRUCTED | PAINT | PAINTED | Y
HEATING COIL | HEATING COIL | LEAK | LEAKING | OBSTR | JAMMED/OBSTRUCTED | PATCH | PATCHED/PAVED | Y
HEATING COIL | HEATING COIL | LEAK | LEAKING | OBSTR | JAMMED/OBSTRUCTED | PUMP | PUMPED OUT/EMPTIED | Y
HEATING COIL | HEATING COIL | LEAK | LEAKING | OBSTR | JAMMED/OBSTRUCTED | REFILL | REFILLED | Y
HEATING COIL | HEATING COIL | LEAK | LEAKING | OBSTR | JAMMED/OBSTRUCTED | REINS | REINSTALLED | Y
HEATING COIL | HEATING COIL | LEAK | LEAKING | OBSTR | JAMMED/OBSTRUCTED | REMOVE | REMOVED | Y
HEATING COIL | HEATING COIL | LEAK | LEAKING | OBSTR | JAMMED/OBSTRUCTED | REP | REPAIRED/RESTORED/ADJUSTED | Y
HEATING COIL | HEATING COIL | LEAK | LEAKING | OBSTR | JAMMED/OBSTRUCTED | RESEAL | RESEALED/REPACKED | Y
HEATING COIL | HEATING COIL | LEAK | LEAKING | OBSTR | JAMMED/OBSTRUCTED | RESET | RESET/RESTARTED | Y
HEATING COIL | HEATING COIL | LEAK | LEAKING | OBSTR | JAMMED/OBSTRUCTED | REWIRE | REWIRED | Y
HEATING COIL | HEATING COIL | LEAK | LEAKING | OBSTR | JAMMED/OBSTRUCTED | RPL | REPLACED | Y
HEATING COIL | HEATING COIL | LEAK | LEAKING | OPSERRMTCERR | OPERATIONS/MAINTENANCE RELATED | MOD | MODIFIED | Y
HEATING COIL | HEATING COIL | LEAK | LEAKING | OPSERRMTCERR | OPERATIONS/MAINTENANCE RELATED | CLEAN | CLEANED | Y
HEATING COIL | HEATING COIL | LEAK | LEAKING | OPSERRMTCERR | OPERATIONS/MAINTENANCE RELATED | CLOSE | SECURED/CLOSED | Y
HEATING COIL | HEATING COIL | LEAK | LEAKING | OPSERRMTCERR | OPERATIONS/MAINTENANCE RELATED | CONN | CONNECTED | Y
HEATING COIL | HEATING COIL | LEAK | LEAKING | OPSERRMTCERR | OPERATIONS/MAINTENANCE RELATED | DISCONN | DISCONNECTED | Y
HEATING COIL | HEATING COIL | LEAK | LEAKING | OPSERRMTCERR | OPERATIONS/MAINTENANCE RELATED | LUB | LUBRICATED | Y
HEATING COIL | HEATING COIL | LEAK | LEAKING | OPSERRMTCERR | OPERATIONS/MAINTENANCE RELATED | NOF | NO FAULT FOUND | Y
HEATING COIL | HEATING COIL | LEAK | LEAKING | OPSERRMTCERR | OPERATIONS/MAINTENANCE RELATED | OTHER-R | OTHER REMEDY | Y
HEATING COIL | HEATING COIL | LEAK | LEAKING | OPSERRMTCERR | OPERATIONS/MAINTENANCE RELATED | OVH | OVERHAULED/REBUILT/REFURBISHED | Y
HEATING COIL | HEATING COIL | LEAK | LEAKING | OPSERRMTCERR | OPERATIONS/MAINTENANCE RELATED | PAINT | PAINTED | Y
HEATING COIL | HEATING COIL | LEAK | LEAKING | OPSERRMTCERR | OPERATIONS/MAINTENANCE RELATED | PATCH | PATCHED/PAVED | Y
HEATING COIL | HEATING COIL | LEAK | LEAKING | OPSERRMTCERR | OPERATIONS/MAINTENANCE RELATED | PUMP | PUMPED OUT/EMPTIED | Y
HEATING COIL | HEATING COIL | LEAK | LEAKING | OPSERRMTCERR | OPERATIONS/MAINTENANCE RELATED | REFILL | REFILLED | Y
HEATING COIL | HEATING COIL | LEAK | LEAKING | OPSERRMTCERR | OPERATIONS/MAINTENANCE RELATED | REINS | REINSTALLED | Y
HEATING COIL | HEATING COIL | LEAK | LEAKING | OPSERRMTCERR | OPERATIONS/MAINTENANCE RELATED | REMOVE | REMOVED | Y
HEATING COIL | HEATING COIL | LEAK | LEAKING | OPSERRMTCERR | OPERATIONS/MAINTENANCE RELATED | REP | REPAIRED/RESTORED/ADJUSTED | Y
HEATING COIL | HEATING COIL | LEAK | LEAKING | OPSERRMTCERR | OPERATIONS/MAINTENANCE RELATED | RESEAL | RESEALED/REPACKED | Y
HEATING COIL | HEATING COIL | LEAK | LEAKING | OPSERRMTCERR | OPERATIONS/MAINTENANCE RELATED | RESET | RESET/RESTARTED | Y
HEATING COIL | HEATING COIL | LEAK | LEAKING | OPSERRMTCERR | OPERATIONS/MAINTENANCE RELATED | REWIRE | REWIRED | Y
HEATING COIL | HEATING COIL | LEAK | LEAKING | OPSERRMTCERR | OPERATIONS/MAINTENANCE RELATED | RPL | REPLACED | Y
HEATING COIL | HEATING COIL | LEAK | LEAKING | OTHER-C | OTHER CAUSE | MOD | MODIFIED | Y
HEATING COIL | HEATING COIL | LEAK | LEAKING | OTHER-C | OTHER CAUSE | CLEAN | CLEANED | Y
HEATING COIL | HEATING COIL | LEAK | LEAKING | OTHER-C | OTHER CAUSE | CLOSE | SECURED/CLOSED | Y
HEATING COIL | HEATING COIL | LEAK | LEAKING | OTHER-C | OTHER CAUSE | CONN | CONNECTED | Y
HEATING COIL | HEATING COIL | LEAK | LEAKING | OTHER-C | OTHER CAUSE | DISCONN | DISCONNECTED | Y
HEATING COIL | HEATING COIL | LEAK | LEAKING | OTHER-C | OTHER CAUSE | LUB | LUBRICATED | Y
HEATING COIL | HEATING COIL | LEAK | LEAKING | OTHER-C | OTHER CAUSE | NOF | NO FAULT FOUND | Y
HEATING COIL | HEATING COIL | LEAK | LEAKING | OTHER-C | OTHER CAUSE | OTHER-R | OTHER REMEDY | Y
HEATING COIL | HEATING COIL | LEAK | LEAKING | OTHER-C | OTHER CAUSE | OVH | OVERHAULED/REBUILT/REFURBISHED | Y
HEATING COIL | HEATING COIL | LEAK | LEAKING | OTHER-C | OTHER CAUSE | PAINT | PAINTED | Y
HEATING COIL | HEATING COIL | LEAK | LEAKING | OTHER-C | OTHER CAUSE | PATCH | PATCHED/PAVED | Y
HEATING COIL | HEATING COIL | LEAK | LEAKING | OTHER-C | OTHER CAUSE | PUMP | PUMPED OUT/EMPTIED | Y
HEATING COIL | HEATING COIL | LEAK | LEAKING | OTHER-C | OTHER CAUSE | REFILL | REFILLED | Y
HEATING COIL | HEATING COIL | LEAK | LEAKING | OTHER-C | OTHER CAUSE | REINS | REINSTALLED | Y
HEATING COIL | HEATING COIL | LEAK | LEAKING | OTHER-C | OTHER CAUSE | REMOVE | REMOVED | Y
HEATING COIL | HEATING COIL | LEAK | LEAKING | OTHER-C | OTHER CAUSE | REP | REPAIRED/RESTORED/ADJUSTED | Y
HEATING COIL | HEATING COIL | LEAK | LEAKING | OTHER-C | OTHER CAUSE | RESEAL | RESEALED/REPACKED | Y
HEATING COIL | HEATING COIL | LEAK | LEAKING | OTHER-C | OTHER CAUSE | RESET | RESET/RESTARTED | Y
HEATING COIL | HEATING COIL | LEAK | LEAKING | OTHER-C | OTHER CAUSE | REWIRE | REWIRED | Y
HEATING COIL | HEATING COIL | LEAK | LEAKING | OTHER-C | OTHER CAUSE | RPL | REPLACED | Y
HEATING COIL | HEATING COIL | LEAK | LEAKING | POWERSUP | POWER SUPPLY | MOD | MODIFIED | Y
HEATING COIL | HEATING COIL | LEAK | LEAKING | POWERSUP | POWER SUPPLY | CLEAN | CLEANED | Y
HEATING COIL | HEATING COIL | LEAK | LEAKING | POWERSUP | POWER SUPPLY | CLOSE | SECURED/CLOSED | Y
HEATING COIL | HEATING COIL | LEAK | LEAKING | POWERSUP | POWER SUPPLY | CONN | CONNECTED | Y
HEATING COIL | HEATING COIL | LEAK | LEAKING | POWERSUP | POWER SUPPLY | DISCONN | DISCONNECTED | Y
HEATING COIL | HEATING COIL | LEAK | LEAKING | POWERSUP | POWER SUPPLY | LUB | LUBRICATED | Y
HEATING COIL | HEATING COIL | LEAK | LEAKING | POWERSUP | POWER SUPPLY | NOF | NO FAULT FOUND | Y
HEATING COIL | HEATING COIL | LEAK | LEAKING | POWERSUP | POWER SUPPLY | OTHER-R | OTHER REMEDY | Y
HEATING COIL | HEATING COIL | LEAK | LEAKING | POWERSUP | POWER SUPPLY | OVH | OVERHAULED/REBUILT/REFURBISHED | Y
HEATING COIL | HEATING COIL | LEAK | LEAKING | POWERSUP | POWER SUPPLY | PAINT | PAINTED | Y
HEATING COIL | HEATING COIL | LEAK | LEAKING | POWERSUP | POWER SUPPLY | PATCH | PATCHED/PAVED | Y
HEATING COIL | HEATING COIL | LEAK | LEAKING | POWERSUP | POWER SUPPLY | PUMP | PUMPED OUT/EMPTIED | Y
HEATING COIL | HEATING COIL | LEAK | LEAKING | POWERSUP | POWER SUPPLY | REFILL | REFILLED | Y
HEATING COIL | HEATING COIL | LEAK | LEAKING | POWERSUP | POWER SUPPLY | REINS | REINSTALLED | Y
HEATING COIL | HEATING COIL | LEAK | LEAKING | POWERSUP | POWER SUPPLY | REMOVE | REMOVED | Y
HEATING COIL | HEATING COIL | LEAK | LEAKING | POWERSUP | POWER SUPPLY | REP | REPAIRED/RESTORED/ADJUSTED | Y
HEATING COIL | HEATING COIL | LEAK | LEAKING | POWERSUP | POWER SUPPLY | RESEAL | RESEALED/REPACKED | Y
HEATING COIL | HEATING COIL | LEAK | LEAKING | POWERSUP | POWER SUPPLY | RESET | RESET/RESTARTED | Y
HEATING COIL | HEATING COIL | LEAK | LEAKING | POWERSUP | POWER SUPPLY | REWIRE | REWIRED | Y
HEATING COIL | HEATING COIL | LEAK | LEAKING | POWERSUP | POWER SUPPLY | RPL | REPLACED | Y
HEATING COIL | HEATING COIL | LEAK | LEAKING | SENSOR | FAULTY SENSOR | MOD | MODIFIED | Y
HEATING COIL | HEATING COIL | LEAK | LEAKING | SENSOR | FAULTY SENSOR | CLEAN | CLEANED | Y
HEATING COIL | HEATING COIL | LEAK | LEAKING | SENSOR | FAULTY SENSOR | CLOSE | SECURED/CLOSED | Y
HEATING COIL | HEATING COIL | LEAK | LEAKING | SENSOR | FAULTY SENSOR | CONN | CONNECTED | Y
HEATING COIL | HEATING COIL | LEAK | LEAKING | SENSOR | FAULTY SENSOR | DISCONN | DISCONNECTED | Y
HEATING COIL | HEATING COIL | LEAK | LEAKING | SENSOR | FAULTY SENSOR | LUB | LUBRICATED | Y
HEATING COIL | HEATING COIL | LEAK | LEAKING | SENSOR | FAULTY SENSOR | NOF | NO FAULT FOUND | Y
HEATING COIL | HEATING COIL | LEAK | LEAKING | SENSOR | FAULTY SENSOR | OTHER-R | OTHER REMEDY | Y
HEATING COIL | HEATING COIL | LEAK | LEAKING | SENSOR | FAULTY SENSOR | OVH | OVERHAULED/REBUILT/REFURBISHED | Y
HEATING COIL | HEATING COIL | LEAK | LEAKING | SENSOR | FAULTY SENSOR | PAINT | PAINTED | Y
HEATING COIL | HEATING COIL | LEAK | LEAKING | SENSOR | FAULTY SENSOR | PATCH | PATCHED/PAVED | Y
HEATING COIL | HEATING COIL | LEAK | LEAKING | SENSOR | FAULTY SENSOR | PUMP | PUMPED OUT/EMPTIED | Y
HEATING COIL | HEATING COIL | LEAK | LEAKING | SENSOR | FAULTY SENSOR | REFILL | REFILLED | Y
HEATING COIL | HEATING COIL | LEAK | LEAKING | SENSOR | FAULTY SENSOR | REINS | REINSTALLED | Y
HEATING COIL | HEATING COIL | LEAK | LEAKING | SENSOR | FAULTY SENSOR | REMOVE | REMOVED | Y
HEATING COIL | HEATING COIL | LEAK | LEAKING | SENSOR | FAULTY SENSOR | REP | REPAIRED/RESTORED/ADJUSTED | Y
HEATING COIL | HEATING COIL | LEAK | LEAKING | SENSOR | FAULTY SENSOR | RESEAL | RESEALED/REPACKED | Y
HEATING COIL | HEATING COIL | LEAK | LEAKING | SENSOR | FAULTY SENSOR | RESET | RESET/RESTARTED | Y
HEATING COIL | HEATING COIL | LEAK | LEAKING | SENSOR | FAULTY SENSOR | REWIRE | REWIRED | Y
HEATING COIL | HEATING COIL | LEAK | LEAKING | SENSOR | FAULTY SENSOR | RPL | REPLACED | Y
HEATING COIL | HEATING COIL | LIGHTING | LIGHTING | BREAKTRP | BREAKER TRIP | MOD | MODIFIED | N
HEATING COIL | HEATING COIL | LIGHTING | LIGHTING | BREAKTRP | BREAKER TRIP | CLEAN | CLEANED | N
HEATING COIL | HEATING COIL | LIGHTING | LIGHTING | BREAKTRP | BREAKER TRIP | CLOSE | SECURED/CLOSED | N
HEATING COIL | HEATING COIL | LIGHTING | LIGHTING | BREAKTRP | BREAKER TRIP | CONN | CONNECTED | N
HEATING COIL | HEATING COIL | LIGHTING | LIGHTING | BREAKTRP | BREAKER TRIP | DISCONN | DISCONNECTED | N
HEATING COIL | HEATING COIL | LIGHTING | LIGHTING | BREAKTRP | BREAKER TRIP | LUB | LUBRICATED | Y
HEATING COIL | HEATING COIL | LIGHTING | LIGHTING | BREAKTRP | BREAKER TRIP | NOF | NO FAULT FOUND | N
HEATING COIL | HEATING COIL | LIGHTING | LIGHTING | BREAKTRP | BREAKER TRIP | OTHER-R | OTHER REMEDY | N
HEATING COIL | HEATING COIL | LIGHTING | LIGHTING | BREAKTRP | BREAKER TRIP | OVH | OVERHAULED/REBUILT/REFURBISHED | N
HEATING COIL | HEATING COIL | LIGHTING | LIGHTING | BREAKTRP | BREAKER TRIP | PAINT | PAINTED | Y
HEATING COIL | HEATING COIL | LIGHTING | LIGHTING | BREAKTRP | BREAKER TRIP | PATCH | PATCHED/PAVED | Y
HEATING COIL | HEATING COIL | LIGHTING | LIGHTING | BREAKTRP | BREAKER TRIP | PUMP | PUMPED OUT/EMPTIED | Y
HEATING COIL | HEATING COIL | LIGHTING | LIGHTING | BREAKTRP | BREAKER TRIP | REFILL | REFILLED | Y
HEATING COIL | HEATING COIL | LIGHTING | LIGHTING | BREAKTRP | BREAKER TRIP | REINS | REINSTALLED | N
HEATING COIL | HEATING COIL | LIGHTING | LIGHTING | BREAKTRP | BREAKER TRIP | REMOVE | REMOVED | N
HEATING COIL | HEATING COIL | LIGHTING | LIGHTING | BREAKTRP | BREAKER TRIP | REP | REPAIRED/RESTORED/ADJUSTED | N
HEATING COIL | HEATING COIL | LIGHTING | LIGHTING | BREAKTRP | BREAKER TRIP | RESEAL | RESEALED/REPACKED | Y
HEATING COIL | HEATING COIL | LIGHTING | LIGHTING | BREAKTRP | BREAKER TRIP | RESET | RESET/RESTARTED | Y
HEATING COIL | HEATING COIL | LIGHTING | LIGHTING | BREAKTRP | BREAKER TRIP | REWIRE | REWIRED | N
HEATING COIL | HEATING COIL | LIGHTING | LIGHTING | BREAKTRP | BREAKER TRIP | RPL | REPLACED | N
HEATING COIL | HEATING COIL | LIGHTING | LIGHTING | CORROSION | RUST/CORROSION | MOD | MODIFIED | N
HEATING COIL | HEATING COIL | LIGHTING | LIGHTING | CORROSION | RUST/CORROSION | CLEAN | CLEANED | N
HEATING COIL | HEATING COIL | LIGHTING | LIGHTING | CORROSION | RUST/CORROSION | CLOSE | SECURED/CLOSED | N
HEATING COIL | HEATING COIL | LIGHTING | LIGHTING | CORROSION | RUST/CORROSION | CONN | CONNECTED | N
HEATING COIL | HEATING COIL | LIGHTING | LIGHTING | CORROSION | RUST/CORROSION | DISCONN | DISCONNECTED | N
HEATING COIL | HEATING COIL | LIGHTING | LIGHTING | CORROSION | RUST/CORROSION | LUB | LUBRICATED | Y
HEATING COIL | HEATING COIL | LIGHTING | LIGHTING | CORROSION | RUST/CORROSION | NOF | NO FAULT FOUND | N
HEATING COIL | HEATING COIL | LIGHTING | LIGHTING | CORROSION | RUST/CORROSION | OTHER-R | OTHER REMEDY | N
HEATING COIL | HEATING COIL | LIGHTING | LIGHTING | CORROSION | RUST/CORROSION | OVH | OVERHAULED/REBUILT/REFURBISHED | N
HEATING COIL | HEATING COIL | LIGHTING | LIGHTING | CORROSION | RUST/CORROSION | PAINT | PAINTED | Y
HEATING COIL | HEATING COIL | LIGHTING | LIGHTING | CORROSION | RUST/CORROSION | PATCH | PATCHED/PAVED | Y
HEATING COIL | HEATING COIL | LIGHTING | LIGHTING | CORROSION | RUST/CORROSION | PUMP | PUMPED OUT/EMPTIED | Y
HEATING COIL | HEATING COIL | LIGHTING | LIGHTING | CORROSION | RUST/CORROSION | REFILL | REFILLED | Y
HEATING COIL | HEATING COIL | LIGHTING | LIGHTING | CORROSION | RUST/CORROSION | REINS | REINSTALLED | N
HEATING COIL | HEATING COIL | LIGHTING | LIGHTING | CORROSION | RUST/CORROSION | REMOVE | REMOVED | N
HEATING COIL | HEATING COIL | LIGHTING | LIGHTING | CORROSION | RUST/CORROSION | REP | REPAIRED/RESTORED/ADJUSTED | N
HEATING COIL | HEATING COIL | LIGHTING | LIGHTING | CORROSION | RUST/CORROSION | RESEAL | RESEALED/REPACKED | Y
HEATING COIL | HEATING COIL | LIGHTING | LIGHTING | CORROSION | RUST/CORROSION | RESET | RESET/RESTARTED | Y
HEATING COIL | HEATING COIL | LIGHTING | LIGHTING | CORROSION | RUST/CORROSION | REWIRE | REWIRED | N
HEATING COIL | HEATING COIL | LIGHTING | LIGHTING | CORROSION | RUST/CORROSION | RPL | REPLACED | N
HEATING COIL | HEATING COIL | LIGHTING | LIGHTING | DAMAGE | DAMAGED/BROKEN | MOD | MODIFIED | N
HEATING COIL | HEATING COIL | LIGHTING | LIGHTING | DAMAGE | DAMAGED/BROKEN | CLEAN | CLEANED | N
HEATING COIL | HEATING COIL | LIGHTING | LIGHTING | DAMAGE | DAMAGED/BROKEN | CLOSE | SECURED/CLOSED | N
HEATING COIL | HEATING COIL | LIGHTING | LIGHTING | DAMAGE | DAMAGED/BROKEN | CONN | CONNECTED | N
HEATING COIL | HEATING COIL | LIGHTING | LIGHTING | DAMAGE | DAMAGED/BROKEN | DISCONN | DISCONNECTED | N
HEATING COIL | HEATING COIL | LIGHTING | LIGHTING | DAMAGE | DAMAGED/BROKEN | LUB | LUBRICATED | Y
HEATING COIL | HEATING COIL | LIGHTING | LIGHTING | DAMAGE | DAMAGED/BROKEN | NOF | NO FAULT FOUND | N
HEATING COIL | HEATING COIL | LIGHTING | LIGHTING | DAMAGE | DAMAGED/BROKEN | OTHER-R | OTHER REMEDY | N
HEATING COIL | HEATING COIL | LIGHTING | LIGHTING | DAMAGE | DAMAGED/BROKEN | OVH | OVERHAULED/REBUILT/REFURBISHED | N
HEATING COIL | HEATING COIL | LIGHTING | LIGHTING | DAMAGE | DAMAGED/BROKEN | PAINT | PAINTED | Y
HEATING COIL | HEATING COIL | LIGHTING | LIGHTING | DAMAGE | DAMAGED/BROKEN | PATCH | PATCHED/PAVED | Y
HEATING COIL | HEATING COIL | LIGHTING | LIGHTING | DAMAGE | DAMAGED/BROKEN | PUMP | PUMPED OUT/EMPTIED | Y
HEATING COIL | HEATING COIL | LIGHTING | LIGHTING | DAMAGE | DAMAGED/BROKEN | REFILL | REFILLED | Y
HEATING COIL | HEATING COIL | LIGHTING | LIGHTING | DAMAGE | DAMAGED/BROKEN | REINS | REINSTALLED | N
HEATING COIL | HEATING COIL | LIGHTING | LIGHTING | DAMAGE | DAMAGED/BROKEN | REMOVE | REMOVED | N
HEATING COIL | HEATING COIL | LIGHTING | LIGHTING | DAMAGE | DAMAGED/BROKEN | REP | REPAIRED/RESTORED/ADJUSTED | N
HEATING COIL | HEATING COIL | LIGHTING | LIGHTING | DAMAGE | DAMAGED/BROKEN | RESEAL | RESEALED/REPACKED | Y
HEATING COIL | HEATING COIL | LIGHTING | LIGHTING | DAMAGE | DAMAGED/BROKEN | RESET | RESET/RESTARTED | Y
HEATING COIL | HEATING COIL | LIGHTING | LIGHTING | DAMAGE | DAMAGED/BROKEN | REWIRE | REWIRED | N
HEATING COIL | HEATING COIL | LIGHTING | LIGHTING | DAMAGE | DAMAGED/BROKEN | RPL | REPLACED | N
HEATING COIL | HEATING COIL | LIGHTING | LIGHTING | DESGEN | DESIGN RELATED | MOD | MODIFIED | N
HEATING COIL | HEATING COIL | LIGHTING | LIGHTING | DESGEN | DESIGN RELATED | CLEAN | CLEANED | N
HEATING COIL | HEATING COIL | LIGHTING | LIGHTING | DESGEN | DESIGN RELATED | CLOSE | SECURED/CLOSED | N
HEATING COIL | HEATING COIL | LIGHTING | LIGHTING | DESGEN | DESIGN RELATED | CONN | CONNECTED | N
HEATING COIL | HEATING COIL | LIGHTING | LIGHTING | DESGEN | DESIGN RELATED | DISCONN | DISCONNECTED | N
HEATING COIL | HEATING COIL | LIGHTING | LIGHTING | DESGEN | DESIGN RELATED | LUB | LUBRICATED | Y
HEATING COIL | HEATING COIL | LIGHTING | LIGHTING | DESGEN | DESIGN RELATED | NOF | NO FAULT FOUND | N
HEATING COIL | HEATING COIL | LIGHTING | LIGHTING | DESGEN | DESIGN RELATED | OTHER-R | OTHER REMEDY | N
HEATING COIL | HEATING COIL | LIGHTING | LIGHTING | DESGEN | DESIGN RELATED | OVH | OVERHAULED/REBUILT/REFURBISHED | N
HEATING COIL | HEATING COIL | LIGHTING | LIGHTING | DESGEN | DESIGN RELATED | PAINT | PAINTED | Y
HEATING COIL | HEATING COIL | LIGHTING | LIGHTING | DESGEN | DESIGN RELATED | PATCH | PATCHED/PAVED | Y
HEATING COIL | HEATING COIL | LIGHTING | LIGHTING | DESGEN | DESIGN RELATED | PUMP | PUMPED OUT/EMPTIED | Y
HEATING COIL | HEATING COIL | LIGHTING | LIGHTING | DESGEN | DESIGN RELATED | REFILL | REFILLED | Y
HEATING COIL | HEATING COIL | LIGHTING | LIGHTING | DESGEN | DESIGN RELATED | REINS | REINSTALLED | N
HEATING COIL | HEATING COIL | LIGHTING | LIGHTING | DESGEN | DESIGN RELATED | REMOVE | REMOVED | N
HEATING COIL | HEATING COIL | LIGHTING | LIGHTING | DESGEN | DESIGN RELATED | REP | REPAIRED/RESTORED/ADJUSTED | N
HEATING COIL | HEATING COIL | LIGHTING | LIGHTING | DESGEN | DESIGN RELATED | RESEAL | RESEALED/REPACKED | Y
HEATING COIL | HEATING COIL | LIGHTING | LIGHTING | DESGEN | DESIGN RELATED | RESET | RESET/RESTARTED | Y
HEATING COIL | HEATING COIL | LIGHTING | LIGHTING | DESGEN | DESIGN RELATED | REWIRE | REWIRED | N
HEATING COIL | HEATING COIL | LIGHTING | LIGHTING | DESGEN | DESIGN RELATED | RPL | REPLACED | N
HEATING COIL | HEATING COIL | LIGHTING | LIGHTING | DIRTY | DIRTY | MOD | MODIFIED | N
HEATING COIL | HEATING COIL | LIGHTING | LIGHTING | DIRTY | DIRTY | CLEAN | CLEANED | N
HEATING COIL | HEATING COIL | LIGHTING | LIGHTING | DIRTY | DIRTY | CLOSE | SECURED/CLOSED | N
HEATING COIL | HEATING COIL | LIGHTING | LIGHTING | DIRTY | DIRTY | CONN | CONNECTED | N
HEATING COIL | HEATING COIL | LIGHTING | LIGHTING | DIRTY | DIRTY | DISCONN | DISCONNECTED | N
HEATING COIL | HEATING COIL | LIGHTING | LIGHTING | DIRTY | DIRTY | LUB | LUBRICATED | Y
HEATING COIL | HEATING COIL | LIGHTING | LIGHTING | DIRTY | DIRTY | NOF | NO FAULT FOUND | N
HEATING COIL | HEATING COIL | LIGHTING | LIGHTING | DIRTY | DIRTY | OTHER-R | OTHER REMEDY | N
HEATING COIL | HEATING COIL | LIGHTING | LIGHTING | DIRTY | DIRTY | OVH | OVERHAULED/REBUILT/REFURBISHED | N
HEATING COIL | HEATING COIL | LIGHTING | LIGHTING | DIRTY | DIRTY | PAINT | PAINTED | Y
HEATING COIL | HEATING COIL | LIGHTING | LIGHTING | DIRTY | DIRTY | PATCH | PATCHED/PAVED | Y
HEATING COIL | HEATING COIL | LIGHTING | LIGHTING | DIRTY | DIRTY | PUMP | PUMPED OUT/EMPTIED | Y
HEATING COIL | HEATING COIL | LIGHTING | LIGHTING | DIRTY | DIRTY | REFILL | REFILLED | Y
HEATING COIL | HEATING COIL | LIGHTING | LIGHTING | DIRTY | DIRTY | REINS | REINSTALLED | N
HEATING COIL | HEATING COIL | LIGHTING | LIGHTING | DIRTY | DIRTY | REMOVE | REMOVED | N
HEATING COIL | HEATING COIL | LIGHTING | LIGHTING | DIRTY | DIRTY | REP | REPAIRED/RESTORED/ADJUSTED | N
HEATING COIL | HEATING COIL | LIGHTING | LIGHTING | DIRTY | DIRTY | RESEAL | RESEALED/REPACKED | Y
HEATING COIL | HEATING COIL | LIGHTING | LIGHTING | DIRTY | DIRTY | RESET | RESET/RESTARTED | Y
HEATING COIL | HEATING COIL | LIGHTING | LIGHTING | DIRTY | DIRTY | REWIRE | REWIRED | N
HEATING COIL | HEATING COIL | LIGHTING | LIGHTING | DIRTY | DIRTY | RPL | REPLACED | N
HEATING COIL | HEATING COIL | LIGHTING | LIGHTING | EXPWT | EXPECTED WEAR AND TEAR | MOD | MODIFIED | N
HEATING COIL | HEATING COIL | LIGHTING | LIGHTING | EXPWT | EXPECTED WEAR AND TEAR | CLEAN | CLEANED | N
HEATING COIL | HEATING COIL | LIGHTING | LIGHTING | EXPWT | EXPECTED WEAR AND TEAR | CLOSE | SECURED/CLOSED | N
HEATING COIL | HEATING COIL | LIGHTING | LIGHTING | EXPWT | EXPECTED WEAR AND TEAR | CONN | CONNECTED | N
HEATING COIL | HEATING COIL | LIGHTING | LIGHTING | EXPWT | EXPECTED WEAR AND TEAR | DISCONN | DISCONNECTED | N
HEATING COIL | HEATING COIL | LIGHTING | LIGHTING | EXPWT | EXPECTED WEAR AND TEAR | LUB | LUBRICATED | Y
HEATING COIL | HEATING COIL | LIGHTING | LIGHTING | EXPWT | EXPECTED WEAR AND TEAR | NOF | NO FAULT FOUND | N
HEATING COIL | HEATING COIL | LIGHTING | LIGHTING | EXPWT | EXPECTED WEAR AND TEAR | OTHER-R | OTHER REMEDY | N
HEATING COIL | HEATING COIL | LIGHTING | LIGHTING | EXPWT | EXPECTED WEAR AND TEAR | OVH | OVERHAULED/REBUILT/REFURBISHED | N
HEATING COIL | HEATING COIL | LIGHTING | LIGHTING | EXPWT | EXPECTED WEAR AND TEAR | PAINT | PAINTED | Y
HEATING COIL | HEATING COIL | LIGHTING | LIGHTING | EXPWT | EXPECTED WEAR AND TEAR | PATCH | PATCHED/PAVED | Y
HEATING COIL | HEATING COIL | LIGHTING | LIGHTING | EXPWT | EXPECTED WEAR AND TEAR | PUMP | PUMPED OUT/EMPTIED | Y
HEATING COIL | HEATING COIL | LIGHTING | LIGHTING | EXPWT | EXPECTED WEAR AND TEAR | REFILL | REFILLED | Y
HEATING COIL | HEATING COIL | LIGHTING | LIGHTING | EXPWT | EXPECTED WEAR AND TEAR | REINS | REINSTALLED | N
HEATING COIL | HEATING COIL | LIGHTING | LIGHTING | EXPWT | EXPECTED WEAR AND TEAR | REMOVE | REMOVED | N
HEATING COIL | HEATING COIL | LIGHTING | LIGHTING | EXPWT | EXPECTED WEAR AND TEAR | REP | REPAIRED/RESTORED/ADJUSTED | N
HEATING COIL | HEATING COIL | LIGHTING | LIGHTING | EXPWT | EXPECTED WEAR AND TEAR | RESEAL | RESEALED/REPACKED | Y
HEATING COIL | HEATING COIL | LIGHTING | LIGHTING | EXPWT | EXPECTED WEAR AND TEAR | RESET | RESET/RESTARTED | Y
HEATING COIL | HEATING COIL | LIGHTING | LIGHTING | EXPWT | EXPECTED WEAR AND TEAR | REWIRE | REWIRED | N
HEATING COIL | HEATING COIL | LIGHTING | LIGHTING | EXPWT | EXPECTED WEAR AND TEAR | RPL | REPLACED | N
HEATING COIL | HEATING COIL | LIGHTING | LIGHTING | FABGEN | FABRICATION/INSTALLATION RELATED | MOD | MODIFIED | N
HEATING COIL | HEATING COIL | LIGHTING | LIGHTING | FABGEN | FABRICATION/INSTALLATION RELATED | CLEAN | CLEANED | N
HEATING COIL | HEATING COIL | LIGHTING | LIGHTING | FABGEN | FABRICATION/INSTALLATION RELATED | CLOSE | SECURED/CLOSED | N
HEATING COIL | HEATING COIL | LIGHTING | LIGHTING | FABGEN | FABRICATION/INSTALLATION RELATED | CONN | CONNECTED | N
HEATING COIL | HEATING COIL | LIGHTING | LIGHTING | FABGEN | FABRICATION/INSTALLATION RELATED | DISCONN | DISCONNECTED | N
HEATING COIL | HEATING COIL | LIGHTING | LIGHTING | FABGEN | FABRICATION/INSTALLATION RELATED | LUB | LUBRICATED | Y
HEATING COIL | HEATING COIL | LIGHTING | LIGHTING | FABGEN | FABRICATION/INSTALLATION RELATED | NOF | NO FAULT FOUND | N
HEATING COIL | HEATING COIL | LIGHTING | LIGHTING | FABGEN | FABRICATION/INSTALLATION RELATED | OTHER-R | OTHER REMEDY | N
HEATING COIL | HEATING COIL | LIGHTING | LIGHTING | FABGEN | FABRICATION/INSTALLATION RELATED | OVH | OVERHAULED/REBUILT/REFURBISHED | N
HEATING COIL | HEATING COIL | LIGHTING | LIGHTING | FABGEN | FABRICATION/INSTALLATION RELATED | PAINT | PAINTED | Y
HEATING COIL | HEATING COIL | LIGHTING | LIGHTING | FABGEN | FABRICATION/INSTALLATION RELATED | PATCH | PATCHED/PAVED | Y
HEATING COIL | HEATING COIL | LIGHTING | LIGHTING | FABGEN | FABRICATION/INSTALLATION RELATED | PUMP | PUMPED OUT/EMPTIED | Y
HEATING COIL | HEATING COIL | LIGHTING | LIGHTING | FABGEN | FABRICATION/INSTALLATION RELATED | REFILL | REFILLED | Y
HEATING COIL | HEATING COIL | LIGHTING | LIGHTING | FABGEN | FABRICATION/INSTALLATION RELATED | REINS | REINSTALLED | N
HEATING COIL | HEATING COIL | LIGHTING | LIGHTING | FABGEN | FABRICATION/INSTALLATION RELATED | REMOVE | REMOVED | N
HEATING COIL | HEATING COIL | LIGHTING | LIGHTING | FABGEN | FABRICATION/INSTALLATION RELATED | REP | REPAIRED/RESTORED/ADJUSTED | N
HEATING COIL | HEATING COIL | LIGHTING | LIGHTING | FABGEN | FABRICATION/INSTALLATION RELATED | RESEAL | RESEALED/REPACKED | Y
HEATING COIL | HEATING COIL | LIGHTING | LIGHTING | FABGEN | FABRICATION/INSTALLATION RELATED | RESET | RESET/RESTARTED | Y
HEATING COIL | HEATING COIL | LIGHTING | LIGHTING | FABGEN | FABRICATION/INSTALLATION RELATED | REWIRE | REWIRED | N
HEATING COIL | HEATING COIL | LIGHTING | LIGHTING | FABGEN | FABRICATION/INSTALLATION RELATED | RPL | REPLACED | N
HEATING COIL | HEATING COIL | LIGHTING | LIGHTING | IMPMAT | IMPROPER MATERIAL | MOD | MODIFIED | Y
HEATING COIL | HEATING COIL | LIGHTING | LIGHTING | IMPMAT | IMPROPER MATERIAL | CLEAN | CLEANED | Y
HEATING COIL | HEATING COIL | LIGHTING | LIGHTING | IMPMAT | IMPROPER MATERIAL | CLOSE | SECURED/CLOSED | Y
HEATING COIL | HEATING COIL | LIGHTING | LIGHTING | IMPMAT | IMPROPER MATERIAL | CONN | CONNECTED | Y
HEATING COIL | HEATING COIL | LIGHTING | LIGHTING | IMPMAT | IMPROPER MATERIAL | DISCONN | DISCONNECTED | Y
HEATING COIL | HEATING COIL | LIGHTING | LIGHTING | IMPMAT | IMPROPER MATERIAL | LUB | LUBRICATED | Y
HEATING COIL | HEATING COIL | LIGHTING | LIGHTING | IMPMAT | IMPROPER MATERIAL | NOF | NO FAULT FOUND | Y
HEATING COIL | HEATING COIL | LIGHTING | LIGHTING | IMPMAT | IMPROPER MATERIAL | OTHER-R | OTHER REMEDY | Y
HEATING COIL | HEATING COIL | LIGHTING | LIGHTING | IMPMAT | IMPROPER MATERIAL | OVH | OVERHAULED/REBUILT/REFURBISHED | Y
HEATING COIL | HEATING COIL | LIGHTING | LIGHTING | IMPMAT | IMPROPER MATERIAL | PAINT | PAINTED | Y
HEATING COIL | HEATING COIL | LIGHTING | LIGHTING | IMPMAT | IMPROPER MATERIAL | PATCH | PATCHED/PAVED | Y
HEATING COIL | HEATING COIL | LIGHTING | LIGHTING | IMPMAT | IMPROPER MATERIAL | PUMP | PUMPED OUT/EMPTIED | Y
HEATING COIL | HEATING COIL | LIGHTING | LIGHTING | IMPMAT | IMPROPER MATERIAL | REFILL | REFILLED | Y
HEATING COIL | HEATING COIL | LIGHTING | LIGHTING | IMPMAT | IMPROPER MATERIAL | REINS | REINSTALLED | Y
HEATING COIL | HEATING COIL | LIGHTING | LIGHTING | IMPMAT | IMPROPER MATERIAL | REMOVE | REMOVED | Y
HEATING COIL | HEATING COIL | LIGHTING | LIGHTING | IMPMAT | IMPROPER MATERIAL | REP | REPAIRED/RESTORED/ADJUSTED | Y
HEATING COIL | HEATING COIL | LIGHTING | LIGHTING | IMPMAT | IMPROPER MATERIAL | RESEAL | RESEALED/REPACKED | Y
HEATING COIL | HEATING COIL | LIGHTING | LIGHTING | IMPMAT | IMPROPER MATERIAL | RESET | RESET/RESTARTED | Y
HEATING COIL | HEATING COIL | LIGHTING | LIGHTING | IMPMAT | IMPROPER MATERIAL | REWIRE | REWIRED | Y
HEATING COIL | HEATING COIL | LIGHTING | LIGHTING | IMPMAT | IMPROPER MATERIAL | RPL | REPLACED | Y
HEATING COIL | HEATING COIL | LIGHTING | LIGHTING | LEAK | LEAK | MOD | MODIFIED | Y
HEATING COIL | HEATING COIL | LIGHTING | LIGHTING | LEAK | LEAK | CLEAN | CLEANED | Y
HEATING COIL | HEATING COIL | LIGHTING | LIGHTING | LEAK | LEAK | CLOSE | SECURED/CLOSED | Y
HEATING COIL | HEATING COIL | LIGHTING | LIGHTING | LEAK | LEAK | CONN | CONNECTED | Y
HEATING COIL | HEATING COIL | LIGHTING | LIGHTING | LEAK | LEAK | DISCONN | DISCONNECTED | Y
HEATING COIL | HEATING COIL | LIGHTING | LIGHTING | LEAK | LEAK | LUB | LUBRICATED | Y
HEATING COIL | HEATING COIL | LIGHTING | LIGHTING | LEAK | LEAK | NOF | NO FAULT FOUND | Y
HEATING COIL | HEATING COIL | LIGHTING | LIGHTING | LEAK | LEAK | OTHER-R | OTHER REMEDY | Y
HEATING COIL | HEATING COIL | LIGHTING | LIGHTING | LEAK | LEAK | OVH | OVERHAULED/REBUILT/REFURBISHED | Y
HEATING COIL | HEATING COIL | LIGHTING | LIGHTING | LEAK | LEAK | PAINT | PAINTED | Y
HEATING COIL | HEATING COIL | LIGHTING | LIGHTING | LEAK | LEAK | PATCH | PATCHED/PAVED | Y
HEATING COIL | HEATING COIL | LIGHTING | LIGHTING | LEAK | LEAK | PUMP | PUMPED OUT/EMPTIED | Y
HEATING COIL | HEATING COIL | LIGHTING | LIGHTING | LEAK | LEAK | REFILL | REFILLED | Y
HEATING COIL | HEATING COIL | LIGHTING | LIGHTING | LEAK | LEAK | REINS | REINSTALLED | Y
HEATING COIL | HEATING COIL | LIGHTING | LIGHTING | LEAK | LEAK | REMOVE | REMOVED | Y
HEATING COIL | HEATING COIL | LIGHTING | LIGHTING | LEAK | LEAK | REP | REPAIRED/RESTORED/ADJUSTED | Y
HEATING COIL | HEATING COIL | LIGHTING | LIGHTING | LEAK | LEAK | RESEAL | RESEALED/REPACKED | Y
HEATING COIL | HEATING COIL | LIGHTING | LIGHTING | LEAK | LEAK | RESET | RESET/RESTARTED | Y
HEATING COIL | HEATING COIL | LIGHTING | LIGHTING | LEAK | LEAK | REWIRE | REWIRED | Y
HEATING COIL | HEATING COIL | LIGHTING | LIGHTING | LEAK | LEAK | RPL | REPLACED | Y
HEATING COIL | HEATING COIL | LIGHTING | LIGHTING | LOOSE | LOOSE/MISALIGNED | MOD | MODIFIED | N
HEATING COIL | HEATING COIL | LIGHTING | LIGHTING | LOOSE | LOOSE/MISALIGNED | CLEAN | CLEANED | N
HEATING COIL | HEATING COIL | LIGHTING | LIGHTING | LOOSE | LOOSE/MISALIGNED | CLOSE | SECURED/CLOSED | N
HEATING COIL | HEATING COIL | LIGHTING | LIGHTING | LOOSE | LOOSE/MISALIGNED | CONN | CONNECTED | N
HEATING COIL | HEATING COIL | LIGHTING | LIGHTING | LOOSE | LOOSE/MISALIGNED | DISCONN | DISCONNECTED | N
HEATING COIL | HEATING COIL | LIGHTING | LIGHTING | LOOSE | LOOSE/MISALIGNED | LUB | LUBRICATED | Y
HEATING COIL | HEATING COIL | LIGHTING | LIGHTING | LOOSE | LOOSE/MISALIGNED | NOF | NO FAULT FOUND | N
HEATING COIL | HEATING COIL | LIGHTING | LIGHTING | LOOSE | LOOSE/MISALIGNED | OTHER-R | OTHER REMEDY | N
HEATING COIL | HEATING COIL | LIGHTING | LIGHTING | LOOSE | LOOSE/MISALIGNED | OVH | OVERHAULED/REBUILT/REFURBISHED | N
HEATING COIL | HEATING COIL | LIGHTING | LIGHTING | LOOSE | LOOSE/MISALIGNED | PAINT | PAINTED | Y
HEATING COIL | HEATING COIL | LIGHTING | LIGHTING | LOOSE | LOOSE/MISALIGNED | PATCH | PATCHED/PAVED | Y
HEATING COIL | HEATING COIL | LIGHTING | LIGHTING | LOOSE | LOOSE/MISALIGNED | PUMP | PUMPED OUT/EMPTIED | Y
HEATING COIL | HEATING COIL | LIGHTING | LIGHTING | LOOSE | LOOSE/MISALIGNED | REFILL | REFILLED | Y
HEATING COIL | HEATING COIL | LIGHTING | LIGHTING | LOOSE | LOOSE/MISALIGNED | REINS | REINSTALLED | N
HEATING COIL | HEATING COIL | LIGHTING | LIGHTING | LOOSE | LOOSE/MISALIGNED | REMOVE | REMOVED | N
HEATING COIL | HEATING COIL | LIGHTING | LIGHTING | LOOSE | LOOSE/MISALIGNED | REP | REPAIRED/RESTORED/ADJUSTED | N
HEATING COIL | HEATING COIL | LIGHTING | LIGHTING | LOOSE | LOOSE/MISALIGNED | RESEAL | RESEALED/REPACKED | Y
HEATING COIL | HEATING COIL | LIGHTING | LIGHTING | LOOSE | LOOSE/MISALIGNED | RESET | RESET/RESTARTED | Y
HEATING COIL | HEATING COIL | LIGHTING | LIGHTING | LOOSE | LOOSE/MISALIGNED | REWIRE | REWIRED | N
HEATING COIL | HEATING COIL | LIGHTING | LIGHTING | LOOSE | LOOSE/MISALIGNED | RPL | REPLACED | N
HEATING COIL | HEATING COIL | LIGHTING | LIGHTING | NOCAUSE | NO CAUSE FOUND | MOD | MODIFIED | N
HEATING COIL | HEATING COIL | LIGHTING | LIGHTING | NOCAUSE | NO CAUSE FOUND | CLEAN | CLEANED | N
HEATING COIL | HEATING COIL | LIGHTING | LIGHTING | NOCAUSE | NO CAUSE FOUND | CLOSE | SECURED/CLOSED | N
HEATING COIL | HEATING COIL | LIGHTING | LIGHTING | NOCAUSE | NO CAUSE FOUND | CONN | CONNECTED | N
HEATING COIL | HEATING COIL | LIGHTING | LIGHTING | NOCAUSE | NO CAUSE FOUND | DISCONN | DISCONNECTED | N
HEATING COIL | HEATING COIL | LIGHTING | LIGHTING | NOCAUSE | NO CAUSE FOUND | LUB | LUBRICATED | Y
HEATING COIL | HEATING COIL | LIGHTING | LIGHTING | NOCAUSE | NO CAUSE FOUND | NOF | NO FAULT FOUND | N
HEATING COIL | HEATING COIL | LIGHTING | LIGHTING | NOCAUSE | NO CAUSE FOUND | OTHER-R | OTHER REMEDY | N
HEATING COIL | HEATING COIL | LIGHTING | LIGHTING | NOCAUSE | NO CAUSE FOUND | OVH | OVERHAULED/REBUILT/REFURBISHED | N
HEATING COIL | HEATING COIL | LIGHTING | LIGHTING | NOCAUSE | NO CAUSE FOUND | PAINT | PAINTED | Y
HEATING COIL | HEATING COIL | LIGHTING | LIGHTING | NOCAUSE | NO CAUSE FOUND | PATCH | PATCHED/PAVED | Y
HEATING COIL | HEATING COIL | LIGHTING | LIGHTING | NOCAUSE | NO CAUSE FOUND | PUMP | PUMPED OUT/EMPTIED | Y
HEATING COIL | HEATING COIL | LIGHTING | LIGHTING | NOCAUSE | NO CAUSE FOUND | REFILL | REFILLED | Y
HEATING COIL | HEATING COIL | LIGHTING | LIGHTING | NOCAUSE | NO CAUSE FOUND | REINS | REINSTALLED | N
HEATING COIL | HEATING COIL | LIGHTING | LIGHTING | NOCAUSE | NO CAUSE FOUND | REMOVE | REMOVED | N
HEATING COIL | HEATING COIL | LIGHTING | LIGHTING | NOCAUSE | NO CAUSE FOUND | REP | REPAIRED/RESTORED/ADJUSTED | N
HEATING COIL | HEATING COIL | LIGHTING | LIGHTING | NOCAUSE | NO CAUSE FOUND | RESEAL | RESEALED/REPACKED | Y
HEATING COIL | HEATING COIL | LIGHTING | LIGHTING | NOCAUSE | NO CAUSE FOUND | RESET | RESET/RESTARTED | Y
HEATING COIL | HEATING COIL | LIGHTING | LIGHTING | NOCAUSE | NO CAUSE FOUND | REWIRE | REWIRED | N
HEATING COIL | HEATING COIL | LIGHTING | LIGHTING | NOCAUSE | NO CAUSE FOUND | RPL | REPLACED | N
HEATING COIL | HEATING COIL | LIGHTING | LIGHTING | OBSTR | JAMMED/OBSTRUCTED | MOD | MODIFIED | Y
HEATING COIL | HEATING COIL | LIGHTING | LIGHTING | OBSTR | JAMMED/OBSTRUCTED | CLEAN | CLEANED | Y
HEATING COIL | HEATING COIL | LIGHTING | LIGHTING | OBSTR | JAMMED/OBSTRUCTED | CLOSE | SECURED/CLOSED | Y
HEATING COIL | HEATING COIL | LIGHTING | LIGHTING | OBSTR | JAMMED/OBSTRUCTED | CONN | CONNECTED | Y
HEATING COIL | HEATING COIL | LIGHTING | LIGHTING | OBSTR | JAMMED/OBSTRUCTED | DISCONN | DISCONNECTED | Y
HEATING COIL | HEATING COIL | LIGHTING | LIGHTING | OBSTR | JAMMED/OBSTRUCTED | LUB | LUBRICATED | Y
HEATING COIL | HEATING COIL | LIGHTING | LIGHTING | OBSTR | JAMMED/OBSTRUCTED | NOF | NO FAULT FOUND | Y
HEATING COIL | HEATING COIL | LIGHTING | LIGHTING | OBSTR | JAMMED/OBSTRUCTED | OTHER-R | OTHER REMEDY | Y
HEATING COIL | HEATING COIL | LIGHTING | LIGHTING | OBSTR | JAMMED/OBSTRUCTED | OVH | OVERHAULED/REBUILT/REFURBISHED | Y
HEATING COIL | HEATING COIL | LIGHTING | LIGHTING | OBSTR | JAMMED/OBSTRUCTED | PAINT | PAINTED | Y
HEATING COIL | HEATING COIL | LIGHTING | LIGHTING | OBSTR | JAMMED/OBSTRUCTED | PATCH | PATCHED/PAVED | Y
HEATING COIL | HEATING COIL | LIGHTING | LIGHTING | OBSTR | JAMMED/OBSTRUCTED | PUMP | PUMPED OUT/EMPTIED | Y
HEATING COIL | HEATING COIL | LIGHTING | LIGHTING | OBSTR | JAMMED/OBSTRUCTED | REFILL | REFILLED | Y
HEATING COIL | HEATING COIL | LIGHTING | LIGHTING | OBSTR | JAMMED/OBSTRUCTED | REINS | REINSTALLED | Y
HEATING COIL | HEATING COIL | LIGHTING | LIGHTING | OBSTR | JAMMED/OBSTRUCTED | REMOVE | REMOVED | Y
HEATING COIL | HEATING COIL | LIGHTING | LIGHTING | OBSTR | JAMMED/OBSTRUCTED | REP | REPAIRED/RESTORED/ADJUSTED | Y
HEATING COIL | HEATING COIL | LIGHTING | LIGHTING | OBSTR | JAMMED/OBSTRUCTED | RESEAL | RESEALED/REPACKED | Y
HEATING COIL | HEATING COIL | LIGHTING | LIGHTING | OBSTR | JAMMED/OBSTRUCTED | RESET | RESET/RESTARTED | Y
HEATING COIL | HEATING COIL | LIGHTING | LIGHTING | OBSTR | JAMMED/OBSTRUCTED | REWIRE | REWIRED | Y
HEATING COIL | HEATING COIL | LIGHTING | LIGHTING | OBSTR | JAMMED/OBSTRUCTED | RPL | REPLACED | Y
HEATING COIL | HEATING COIL | LIGHTING | LIGHTING | OPSERRMTCERR | OPERATIONS/MAINTENANCE RELATED | MOD | MODIFIED | N
HEATING COIL | HEATING COIL | LIGHTING | LIGHTING | OPSERRMTCERR | OPERATIONS/MAINTENANCE RELATED | CLEAN | CLEANED | N
HEATING COIL | HEATING COIL | LIGHTING | LIGHTING | OPSERRMTCERR | OPERATIONS/MAINTENANCE RELATED | CLOSE | SECURED/CLOSED | N
HEATING COIL | HEATING COIL | LIGHTING | LIGHTING | OPSERRMTCERR | OPERATIONS/MAINTENANCE RELATED | CONN | CONNECTED | N
HEATING COIL | HEATING COIL | LIGHTING | LIGHTING | OPSERRMTCERR | OPERATIONS/MAINTENANCE RELATED | DISCONN | DISCONNECTED | N
HEATING COIL | HEATING COIL | LIGHTING | LIGHTING | OPSERRMTCERR | OPERATIONS/MAINTENANCE RELATED | LUB | LUBRICATED | Y
HEATING COIL | HEATING COIL | LIGHTING | LIGHTING | OPSERRMTCERR | OPERATIONS/MAINTENANCE RELATED | NOF | NO FAULT FOUND | N
HEATING COIL | HEATING COIL | LIGHTING | LIGHTING | OPSERRMTCERR | OPERATIONS/MAINTENANCE RELATED | OTHER-R | OTHER REMEDY | N
HEATING COIL | HEATING COIL | LIGHTING | LIGHTING | OPSERRMTCERR | OPERATIONS/MAINTENANCE RELATED | OVH | OVERHAULED/REBUILT/REFURBISHED | N
HEATING COIL | HEATING COIL | LIGHTING | LIGHTING | OPSERRMTCERR | OPERATIONS/MAINTENANCE RELATED | PAINT | PAINTED | Y
HEATING COIL | HEATING COIL | LIGHTING | LIGHTING | OPSERRMTCERR | OPERATIONS/MAINTENANCE RELATED | PATCH | PATCHED/PAVED | Y
HEATING COIL | HEATING COIL | LIGHTING | LIGHTING | OPSERRMTCERR | OPERATIONS/MAINTENANCE RELATED | PUMP | PUMPED OUT/EMPTIED | Y
HEATING COIL | HEATING COIL | LIGHTING | LIGHTING | OPSERRMTCERR | OPERATIONS/MAINTENANCE RELATED | REFILL | REFILLED | Y
HEATING COIL | HEATING COIL | LIGHTING | LIGHTING | OPSERRMTCERR | OPERATIONS/MAINTENANCE RELATED | REINS | REINSTALLED | N
HEATING COIL | HEATING COIL | LIGHTING | LIGHTING | OPSERRMTCERR | OPERATIONS/MAINTENANCE RELATED | REMOVE | REMOVED | N
HEATING COIL | HEATING COIL | LIGHTING | LIGHTING | OPSERRMTCERR | OPERATIONS/MAINTENANCE RELATED | REP | REPAIRED/RESTORED/ADJUSTED | N
HEATING COIL | HEATING COIL | LIGHTING | LIGHTING | OPSERRMTCERR | OPERATIONS/MAINTENANCE RELATED | RESEAL | RESEALED/REPACKED | Y
HEATING COIL | HEATING COIL | LIGHTING | LIGHTING | OPSERRMTCERR | OPERATIONS/MAINTENANCE RELATED | RESET | RESET/RESTARTED | Y
HEATING COIL | HEATING COIL | LIGHTING | LIGHTING | OPSERRMTCERR | OPERATIONS/MAINTENANCE RELATED | REWIRE | REWIRED | N
HEATING COIL | HEATING COIL | LIGHTING | LIGHTING | OPSERRMTCERR | OPERATIONS/MAINTENANCE RELATED | RPL | REPLACED | N
HEATING COIL | HEATING COIL | LIGHTING | LIGHTING | OTHER-C | OTHER CAUSE | MOD | MODIFIED | N
HEATING COIL | HEATING COIL | LIGHTING | LIGHTING | OTHER-C | OTHER CAUSE | CLEAN | CLEANED | N
HEATING COIL | HEATING COIL | LIGHTING | LIGHTING | OTHER-C | OTHER CAUSE | CLOSE | SECURED/CLOSED | N
HEATING COIL | HEATING COIL | LIGHTING | LIGHTING | OTHER-C | OTHER CAUSE | CONN | CONNECTED | N
HEATING COIL | HEATING COIL | LIGHTING | LIGHTING | OTHER-C | OTHER CAUSE | DISCONN | DISCONNECTED | N
HEATING COIL | HEATING COIL | LIGHTING | LIGHTING | OTHER-C | OTHER CAUSE | LUB | LUBRICATED | Y
HEATING COIL | HEATING COIL | LIGHTING | LIGHTING | OTHER-C | OTHER CAUSE | NOF | NO FAULT FOUND | N
HEATING COIL | HEATING COIL | LIGHTING | LIGHTING | OTHER-C | OTHER CAUSE | OTHER-R | OTHER REMEDY | N
HEATING COIL | HEATING COIL | LIGHTING | LIGHTING | OTHER-C | OTHER CAUSE | OVH | OVERHAULED/REBUILT/REFURBISHED | N
HEATING COIL | HEATING COIL | LIGHTING | LIGHTING | OTHER-C | OTHER CAUSE | PAINT | PAINTED | Y
HEATING COIL | HEATING COIL | LIGHTING | LIGHTING | OTHER-C | OTHER CAUSE | PATCH | PATCHED/PAVED | Y
HEATING COIL | HEATING COIL | LIGHTING | LIGHTING | OTHER-C | OTHER CAUSE | PUMP | PUMPED OUT/EMPTIED | Y
HEATING COIL | HEATING COIL | LIGHTING | LIGHTING | OTHER-C | OTHER CAUSE | REFILL | REFILLED | Y
HEATING COIL | HEATING COIL | LIGHTING | LIGHTING | OTHER-C | OTHER CAUSE | REINS | REINSTALLED | N
HEATING COIL | HEATING COIL | LIGHTING | LIGHTING | OTHER-C | OTHER CAUSE | REMOVE | REMOVED | N
HEATING COIL | HEATING COIL | LIGHTING | LIGHTING | OTHER-C | OTHER CAUSE | REP | REPAIRED/RESTORED/ADJUSTED | N
HEATING COIL | HEATING COIL | LIGHTING | LIGHTING | OTHER-C | OTHER CAUSE | RESEAL | RESEALED/REPACKED | Y
HEATING COIL | HEATING COIL | LIGHTING | LIGHTING | OTHER-C | OTHER CAUSE | RESET | RESET/RESTARTED | Y
HEATING COIL | HEATING COIL | LIGHTING | LIGHTING | OTHER-C | OTHER CAUSE | REWIRE | REWIRED | N
HEATING COIL | HEATING COIL | LIGHTING | LIGHTING | OTHER-C | OTHER CAUSE | RPL | REPLACED | N
HEATING COIL | HEATING COIL | LIGHTING | LIGHTING | POWERSUP | POWER SUPPLY | MOD | MODIFIED | N
HEATING COIL | HEATING COIL | LIGHTING | LIGHTING | POWERSUP | POWER SUPPLY | CLEAN | CLEANED | N
HEATING COIL | HEATING COIL | LIGHTING | LIGHTING | POWERSUP | POWER SUPPLY | CLOSE | SECURED/CLOSED | N
HEATING COIL | HEATING COIL | LIGHTING | LIGHTING | POWERSUP | POWER SUPPLY | CONN | CONNECTED | N
HEATING COIL | HEATING COIL | LIGHTING | LIGHTING | POWERSUP | POWER SUPPLY | DISCONN | DISCONNECTED | N
HEATING COIL | HEATING COIL | LIGHTING | LIGHTING | POWERSUP | POWER SUPPLY | LUB | LUBRICATED | Y
HEATING COIL | HEATING COIL | LIGHTING | LIGHTING | POWERSUP | POWER SUPPLY | NOF | NO FAULT FOUND | N
HEATING COIL | HEATING COIL | LIGHTING | LIGHTING | POWERSUP | POWER SUPPLY | OTHER-R | OTHER REMEDY | N
HEATING COIL | HEATING COIL | LIGHTING | LIGHTING | POWERSUP | POWER SUPPLY | OVH | OVERHAULED/REBUILT/REFURBISHED | N
HEATING COIL | HEATING COIL | LIGHTING | LIGHTING | POWERSUP | POWER SUPPLY | PAINT | PAINTED | Y
HEATING COIL | HEATING COIL | LIGHTING | LIGHTING | POWERSUP | POWER SUPPLY | PATCH | PATCHED/PAVED | Y
HEATING COIL | HEATING COIL | LIGHTING | LIGHTING | POWERSUP | POWER SUPPLY | PUMP | PUMPED OUT/EMPTIED | Y
HEATING COIL | HEATING COIL | LIGHTING | LIGHTING | POWERSUP | POWER SUPPLY | REFILL | REFILLED | Y
HEATING COIL | HEATING COIL | LIGHTING | LIGHTING | POWERSUP | POWER SUPPLY | REINS | REINSTALLED | N
HEATING COIL | HEATING COIL | LIGHTING | LIGHTING | POWERSUP | POWER SUPPLY | REMOVE | REMOVED | N
HEATING COIL | HEATING COIL | LIGHTING | LIGHTING | POWERSUP | POWER SUPPLY | REP | REPAIRED/RESTORED/ADJUSTED | N
HEATING COIL | HEATING COIL | LIGHTING | LIGHTING | POWERSUP | POWER SUPPLY | RESEAL | RESEALED/REPACKED | Y
HEATING COIL | HEATING COIL | LIGHTING | LIGHTING | POWERSUP | POWER SUPPLY | RESET | RESET/RESTARTED | Y
HEATING COIL | HEATING COIL | LIGHTING | LIGHTING | POWERSUP | POWER SUPPLY | REWIRE | REWIRED | N
HEATING COIL | HEATING COIL | LIGHTING | LIGHTING | POWERSUP | POWER SUPPLY | RPL | REPLACED | N
HEATING COIL | HEATING COIL | LIGHTING | LIGHTING | SENSOR | FAULTY SENSOR | MOD | MODIFIED | Y
HEATING COIL | HEATING COIL | LIGHTING | LIGHTING | SENSOR | FAULTY SENSOR | CLEAN | CLEANED | Y
HEATING COIL | HEATING COIL | LIGHTING | LIGHTING | SENSOR | FAULTY SENSOR | CLOSE | SECURED/CLOSED | Y
HEATING COIL | HEATING COIL | LIGHTING | LIGHTING | SENSOR | FAULTY SENSOR | CONN | CONNECTED | Y
HEATING COIL | HEATING COIL | LIGHTING | LIGHTING | SENSOR | FAULTY SENSOR | DISCONN | DISCONNECTED | Y
HEATING COIL | HEATING COIL | LIGHTING | LIGHTING | SENSOR | FAULTY SENSOR | LUB | LUBRICATED | Y
HEATING COIL | HEATING COIL | LIGHTING | LIGHTING | SENSOR | FAULTY SENSOR | NOF | NO FAULT FOUND | Y
HEATING COIL | HEATING COIL | LIGHTING | LIGHTING | SENSOR | FAULTY SENSOR | OTHER-R | OTHER REMEDY | Y
HEATING COIL | HEATING COIL | LIGHTING | LIGHTING | SENSOR | FAULTY SENSOR | OVH | OVERHAULED/REBUILT/REFURBISHED | Y
HEATING COIL | HEATING COIL | LIGHTING | LIGHTING | SENSOR | FAULTY SENSOR | PAINT | PAINTED | Y
HEATING COIL | HEATING COIL | LIGHTING | LIGHTING | SENSOR | FAULTY SENSOR | PATCH | PATCHED/PAVED | Y
HEATING COIL | HEATING COIL | LIGHTING | LIGHTING | SENSOR | FAULTY SENSOR | PUMP | PUMPED OUT/EMPTIED | Y
HEATING COIL | HEATING COIL | LIGHTING | LIGHTING | SENSOR | FAULTY SENSOR | REFILL | REFILLED | Y
HEATING COIL | HEATING COIL | LIGHTING | LIGHTING | SENSOR | FAULTY SENSOR | REINS | REINSTALLED | Y
HEATING COIL | HEATING COIL | LIGHTING | LIGHTING | SENSOR | FAULTY SENSOR | REMOVE | REMOVED | Y
HEATING COIL | HEATING COIL | LIGHTING | LIGHTING | SENSOR | FAULTY SENSOR | REP | REPAIRED/RESTORED/ADJUSTED | Y
HEATING COIL | HEATING COIL | LIGHTING | LIGHTING | SENSOR | FAULTY SENSOR | RESEAL | RESEALED/REPACKED | Y
HEATING COIL | HEATING COIL | LIGHTING | LIGHTING | SENSOR | FAULTY SENSOR | RESET | RESET/RESTARTED | Y
HEATING COIL | HEATING COIL | LIGHTING | LIGHTING | SENSOR | FAULTY SENSOR | REWIRE | REWIRED | Y
HEATING COIL | HEATING COIL | LIGHTING | LIGHTING | SENSOR | FAULTY SENSOR | RPL | REPLACED | Y
HEATING COIL | HEATING COIL | NOI | NOISE | BREAKTRP | BREAKER TRIP | MOD | MODIFIED | Y
HEATING COIL | HEATING COIL | NOI | NOISE | BREAKTRP | BREAKER TRIP | CLEAN | CLEANED | Y
HEATING COIL | HEATING COIL | NOI | NOISE | BREAKTRP | BREAKER TRIP | CLOSE | SECURED/CLOSED | Y
HEATING COIL | HEATING COIL | NOI | NOISE | BREAKTRP | BREAKER TRIP | CONN | CONNECTED | Y
HEATING COIL | HEATING COIL | NOI | NOISE | BREAKTRP | BREAKER TRIP | DISCONN | DISCONNECTED | Y
HEATING COIL | HEATING COIL | NOI | NOISE | BREAKTRP | BREAKER TRIP | LUB | LUBRICATED | Y
HEATING COIL | HEATING COIL | NOI | NOISE | BREAKTRP | BREAKER TRIP | NOF | NO FAULT FOUND | Y
HEATING COIL | HEATING COIL | NOI | NOISE | BREAKTRP | BREAKER TRIP | OTHER-R | OTHER REMEDY | Y
HEATING COIL | HEATING COIL | NOI | NOISE | BREAKTRP | BREAKER TRIP | OVH | OVERHAULED/REBUILT/REFURBISHED | Y
HEATING COIL | HEATING COIL | NOI | NOISE | BREAKTRP | BREAKER TRIP | PAINT | PAINTED | Y
HEATING COIL | HEATING COIL | NOI | NOISE | BREAKTRP | BREAKER TRIP | PATCH | PATCHED/PAVED | Y
HEATING COIL | HEATING COIL | NOI | NOISE | BREAKTRP | BREAKER TRIP | PUMP | PUMPED OUT/EMPTIED | Y
HEATING COIL | HEATING COIL | NOI | NOISE | BREAKTRP | BREAKER TRIP | REFILL | REFILLED | Y
HEATING COIL | HEATING COIL | NOI | NOISE | BREAKTRP | BREAKER TRIP | REINS | REINSTALLED | Y
HEATING COIL | HEATING COIL | NOI | NOISE | BREAKTRP | BREAKER TRIP | REMOVE | REMOVED | Y
HEATING COIL | HEATING COIL | NOI | NOISE | BREAKTRP | BREAKER TRIP | REP | REPAIRED/RESTORED/ADJUSTED | Y
HEATING COIL | HEATING COIL | NOI | NOISE | BREAKTRP | BREAKER TRIP | RESEAL | RESEALED/REPACKED | Y
HEATING COIL | HEATING COIL | NOI | NOISE | BREAKTRP | BREAKER TRIP | RESET | RESET/RESTARTED | Y
HEATING COIL | HEATING COIL | NOI | NOISE | BREAKTRP | BREAKER TRIP | REWIRE | REWIRED | Y
HEATING COIL | HEATING COIL | NOI | NOISE | BREAKTRP | BREAKER TRIP | RPL | REPLACED | Y
HEATING COIL | HEATING COIL | NOI | NOISE | CORROSION | RUST/CORROSION | MOD | MODIFIED | Y
HEATING COIL | HEATING COIL | NOI | NOISE | CORROSION | RUST/CORROSION | CLEAN | CLEANED | Y
HEATING COIL | HEATING COIL | NOI | NOISE | CORROSION | RUST/CORROSION | CLOSE | SECURED/CLOSED | Y
HEATING COIL | HEATING COIL | NOI | NOISE | CORROSION | RUST/CORROSION | CONN | CONNECTED | Y
HEATING COIL | HEATING COIL | NOI | NOISE | CORROSION | RUST/CORROSION | DISCONN | DISCONNECTED | Y
HEATING COIL | HEATING COIL | NOI | NOISE | CORROSION | RUST/CORROSION | LUB | LUBRICATED | Y
HEATING COIL | HEATING COIL | NOI | NOISE | CORROSION | RUST/CORROSION | NOF | NO FAULT FOUND | Y
HEATING COIL | HEATING COIL | NOI | NOISE | CORROSION | RUST/CORROSION | OTHER-R | OTHER REMEDY | Y
HEATING COIL | HEATING COIL | NOI | NOISE | CORROSION | RUST/CORROSION | OVH | OVERHAULED/REBUILT/REFURBISHED | Y
HEATING COIL | HEATING COIL | NOI | NOISE | CORROSION | RUST/CORROSION | PAINT | PAINTED | Y
HEATING COIL | HEATING COIL | NOI | NOISE | CORROSION | RUST/CORROSION | PATCH | PATCHED/PAVED | Y
HEATING COIL | HEATING COIL | NOI | NOISE | CORROSION | RUST/CORROSION | PUMP | PUMPED OUT/EMPTIED | Y
HEATING COIL | HEATING COIL | NOI | NOISE | CORROSION | RUST/CORROSION | REFILL | REFILLED | Y
HEATING COIL | HEATING COIL | NOI | NOISE | CORROSION | RUST/CORROSION | REINS | REINSTALLED | Y
HEATING COIL | HEATING COIL | NOI | NOISE | CORROSION | RUST/CORROSION | REMOVE | REMOVED | Y
HEATING COIL | HEATING COIL | NOI | NOISE | CORROSION | RUST/CORROSION | REP | REPAIRED/RESTORED/ADJUSTED | Y
HEATING COIL | HEATING COIL | NOI | NOISE | CORROSION | RUST/CORROSION | RESEAL | RESEALED/REPACKED | Y
HEATING COIL | HEATING COIL | NOI | NOISE | CORROSION | RUST/CORROSION | RESET | RESET/RESTARTED | Y
HEATING COIL | HEATING COIL | NOI | NOISE | CORROSION | RUST/CORROSION | REWIRE | REWIRED | Y
HEATING COIL | HEATING COIL | NOI | NOISE | CORROSION | RUST/CORROSION | RPL | REPLACED | Y
HEATING COIL | HEATING COIL | NOI | NOISE | DAMAGE | DAMAGED/BROKEN | MOD | MODIFIED | Y
HEATING COIL | HEATING COIL | NOI | NOISE | DAMAGE | DAMAGED/BROKEN | CLEAN | CLEANED | Y
HEATING COIL | HEATING COIL | NOI | NOISE | DAMAGE | DAMAGED/BROKEN | CLOSE | SECURED/CLOSED | Y
HEATING COIL | HEATING COIL | NOI | NOISE | DAMAGE | DAMAGED/BROKEN | CONN | CONNECTED | Y
HEATING COIL | HEATING COIL | NOI | NOISE | DAMAGE | DAMAGED/BROKEN | DISCONN | DISCONNECTED | Y
HEATING COIL | HEATING COIL | NOI | NOISE | DAMAGE | DAMAGED/BROKEN | LUB | LUBRICATED | Y
HEATING COIL | HEATING COIL | NOI | NOISE | DAMAGE | DAMAGED/BROKEN | NOF | NO FAULT FOUND | Y
HEATING COIL | HEATING COIL | NOI | NOISE | DAMAGE | DAMAGED/BROKEN | OTHER-R | OTHER REMEDY | Y
HEATING COIL | HEATING COIL | NOI | NOISE | DAMAGE | DAMAGED/BROKEN | OVH | OVERHAULED/REBUILT/REFURBISHED | Y
HEATING COIL | HEATING COIL | NOI | NOISE | DAMAGE | DAMAGED/BROKEN | PAINT | PAINTED | Y
HEATING COIL | HEATING COIL | NOI | NOISE | DAMAGE | DAMAGED/BROKEN | PATCH | PATCHED/PAVED | Y
HEATING COIL | HEATING COIL | NOI | NOISE | DAMAGE | DAMAGED/BROKEN | PUMP | PUMPED OUT/EMPTIED | Y
HEATING COIL | HEATING COIL | NOI | NOISE | DAMAGE | DAMAGED/BROKEN | REFILL | REFILLED | Y
HEATING COIL | HEATING COIL | NOI | NOISE | DAMAGE | DAMAGED/BROKEN | REINS | REINSTALLED | Y
HEATING COIL | HEATING COIL | NOI | NOISE | DAMAGE | DAMAGED/BROKEN | REMOVE | REMOVED | Y
HEATING COIL | HEATING COIL | NOI | NOISE | DAMAGE | DAMAGED/BROKEN | REP | REPAIRED/RESTORED/ADJUSTED | Y
HEATING COIL | HEATING COIL | NOI | NOISE | DAMAGE | DAMAGED/BROKEN | RESEAL | RESEALED/REPACKED | Y
HEATING COIL | HEATING COIL | NOI | NOISE | DAMAGE | DAMAGED/BROKEN | RESET | RESET/RESTARTED | Y
HEATING COIL | HEATING COIL | NOI | NOISE | DAMAGE | DAMAGED/BROKEN | REWIRE | REWIRED | Y
HEATING COIL | HEATING COIL | NOI | NOISE | DAMAGE | DAMAGED/BROKEN | RPL | REPLACED | Y
HEATING COIL | HEATING COIL | NOI | NOISE | DESGEN | DESIGN RELATED | MOD | MODIFIED | Y
HEATING COIL | HEATING COIL | NOI | NOISE | DESGEN | DESIGN RELATED | CLEAN | CLEANED | Y
HEATING COIL | HEATING COIL | NOI | NOISE | DESGEN | DESIGN RELATED | CLOSE | SECURED/CLOSED | Y
HEATING COIL | HEATING COIL | NOI | NOISE | DESGEN | DESIGN RELATED | CONN | CONNECTED | Y
HEATING COIL | HEATING COIL | NOI | NOISE | DESGEN | DESIGN RELATED | DISCONN | DISCONNECTED | Y
HEATING COIL | HEATING COIL | NOI | NOISE | DESGEN | DESIGN RELATED | LUB | LUBRICATED | Y
HEATING COIL | HEATING COIL | NOI | NOISE | DESGEN | DESIGN RELATED | NOF | NO FAULT FOUND | Y
HEATING COIL | HEATING COIL | NOI | NOISE | DESGEN | DESIGN RELATED | OTHER-R | OTHER REMEDY | Y
HEATING COIL | HEATING COIL | NOI | NOISE | DESGEN | DESIGN RELATED | OVH | OVERHAULED/REBUILT/REFURBISHED | Y
HEATING COIL | HEATING COIL | NOI | NOISE | DESGEN | DESIGN RELATED | PAINT | PAINTED | Y
HEATING COIL | HEATING COIL | NOI | NOISE | DESGEN | DESIGN RELATED | PATCH | PATCHED/PAVED | Y
HEATING COIL | HEATING COIL | NOI | NOISE | DESGEN | DESIGN RELATED | PUMP | PUMPED OUT/EMPTIED | Y
HEATING COIL | HEATING COIL | NOI | NOISE | DESGEN | DESIGN RELATED | REFILL | REFILLED | Y
HEATING COIL | HEATING COIL | NOI | NOISE | DESGEN | DESIGN RELATED | REINS | REINSTALLED | Y
HEATING COIL | HEATING COIL | NOI | NOISE | DESGEN | DESIGN RELATED | REMOVE | REMOVED | Y
HEATING COIL | HEATING COIL | NOI | NOISE | DESGEN | DESIGN RELATED | REP | REPAIRED/RESTORED/ADJUSTED | Y
HEATING COIL | HEATING COIL | NOI | NOISE | DESGEN | DESIGN RELATED | RESEAL | RESEALED/REPACKED | Y
HEATING COIL | HEATING COIL | NOI | NOISE | DESGEN | DESIGN RELATED | RESET | RESET/RESTARTED | Y
HEATING COIL | HEATING COIL | NOI | NOISE | DESGEN | DESIGN RELATED | REWIRE | REWIRED | Y
HEATING COIL | HEATING COIL | NOI | NOISE | DESGEN | DESIGN RELATED | RPL | REPLACED | Y
HEATING COIL | HEATING COIL | NOI | NOISE | DIRTY | DIRTY | MOD | MODIFIED | Y
HEATING COIL | HEATING COIL | NOI | NOISE | DIRTY | DIRTY | CLEAN | CLEANED | Y
HEATING COIL | HEATING COIL | NOI | NOISE | DIRTY | DIRTY | CLOSE | SECURED/CLOSED | Y
HEATING COIL | HEATING COIL | NOI | NOISE | DIRTY | DIRTY | CONN | CONNECTED | Y
HEATING COIL | HEATING COIL | NOI | NOISE | DIRTY | DIRTY | DISCONN | DISCONNECTED | Y
HEATING COIL | HEATING COIL | NOI | NOISE | DIRTY | DIRTY | LUB | LUBRICATED | Y
HEATING COIL | HEATING COIL | NOI | NOISE | DIRTY | DIRTY | NOF | NO FAULT FOUND | Y
HEATING COIL | HEATING COIL | NOI | NOISE | DIRTY | DIRTY | OTHER-R | OTHER REMEDY | Y
HEATING COIL | HEATING COIL | NOI | NOISE | DIRTY | DIRTY | OVH | OVERHAULED/REBUILT/REFURBISHED | Y
HEATING COIL | HEATING COIL | NOI | NOISE | DIRTY | DIRTY | PAINT | PAINTED | Y
HEATING COIL | HEATING COIL | NOI | NOISE | DIRTY | DIRTY | PATCH | PATCHED/PAVED | Y
HEATING COIL | HEATING COIL | NOI | NOISE | DIRTY | DIRTY | PUMP | PUMPED OUT/EMPTIED | Y
HEATING COIL | HEATING COIL | NOI | NOISE | DIRTY | DIRTY | REFILL | REFILLED | Y
HEATING COIL | HEATING COIL | NOI | NOISE | DIRTY | DIRTY | REINS | REINSTALLED | Y
HEATING COIL | HEATING COIL | NOI | NOISE | DIRTY | DIRTY | REMOVE | REMOVED | Y
HEATING COIL | HEATING COIL | NOI | NOISE | DIRTY | DIRTY | REP | REPAIRED/RESTORED/ADJUSTED | Y
HEATING COIL | HEATING COIL | NOI | NOISE | DIRTY | DIRTY | RESEAL | RESEALED/REPACKED | Y
HEATING COIL | HEATING COIL | NOI | NOISE | DIRTY | DIRTY | RESET | RESET/RESTARTED | Y
HEATING COIL | HEATING COIL | NOI | NOISE | DIRTY | DIRTY | REWIRE | REWIRED | Y
HEATING COIL | HEATING COIL | NOI | NOISE | DIRTY | DIRTY | RPL | REPLACED | Y
HEATING COIL | HEATING COIL | NOI | NOISE | EXPWT | EXPECTED WEAR AND TEAR | MOD | MODIFIED | Y
HEATING COIL | HEATING COIL | NOI | NOISE | EXPWT | EXPECTED WEAR AND TEAR | CLEAN | CLEANED | Y
HEATING COIL | HEATING COIL | NOI | NOISE | EXPWT | EXPECTED WEAR AND TEAR | CLOSE | SECURED/CLOSED | Y
HEATING COIL | HEATING COIL | NOI | NOISE | EXPWT | EXPECTED WEAR AND TEAR | CONN | CONNECTED | Y
HEATING COIL | HEATING COIL | NOI | NOISE | EXPWT | EXPECTED WEAR AND TEAR | DISCONN | DISCONNECTED | Y
HEATING COIL | HEATING COIL | NOI | NOISE | EXPWT | EXPECTED WEAR AND TEAR | LUB | LUBRICATED | Y
HEATING COIL | HEATING COIL | NOI | NOISE | EXPWT | EXPECTED WEAR AND TEAR | NOF | NO FAULT FOUND | Y
HEATING COIL | HEATING COIL | NOI | NOISE | EXPWT | EXPECTED WEAR AND TEAR | OTHER-R | OTHER REMEDY | Y
HEATING COIL | HEATING COIL | NOI | NOISE | EXPWT | EXPECTED WEAR AND TEAR | OVH | OVERHAULED/REBUILT/REFURBISHED | Y
HEATING COIL | HEATING COIL | NOI | NOISE | EXPWT | EXPECTED WEAR AND TEAR | PAINT | PAINTED | Y
HEATING COIL | HEATING COIL | NOI | NOISE | EXPWT | EXPECTED WEAR AND TEAR | PATCH | PATCHED/PAVED | Y
HEATING COIL | HEATING COIL | NOI | NOISE | EXPWT | EXPECTED WEAR AND TEAR | PUMP | PUMPED OUT/EMPTIED | Y
HEATING COIL | HEATING COIL | NOI | NOISE | EXPWT | EXPECTED WEAR AND TEAR | REFILL | REFILLED | Y
HEATING COIL | HEATING COIL | NOI | NOISE | EXPWT | EXPECTED WEAR AND TEAR | REINS | REINSTALLED | Y
HEATING COIL | HEATING COIL | NOI | NOISE | EXPWT | EXPECTED WEAR AND TEAR | REMOVE | REMOVED | Y
HEATING COIL | HEATING COIL | NOI | NOISE | EXPWT | EXPECTED WEAR AND TEAR | REP | REPAIRED/RESTORED/ADJUSTED | Y
HEATING COIL | HEATING COIL | NOI | NOISE | EXPWT | EXPECTED WEAR AND TEAR | RESEAL | RESEALED/REPACKED | Y
HEATING COIL | HEATING COIL | NOI | NOISE | EXPWT | EXPECTED WEAR AND TEAR | RESET | RESET/RESTARTED | Y
HEATING COIL | HEATING COIL | NOI | NOISE | EXPWT | EXPECTED WEAR AND TEAR | REWIRE | REWIRED | Y
HEATING COIL | HEATING COIL | NOI | NOISE | EXPWT | EXPECTED WEAR AND TEAR | RPL | REPLACED | Y
HEATING COIL | HEATING COIL | NOI | NOISE | FABGEN | FABRICATION/INSTALLATION RELATED | MOD | MODIFIED | Y
HEATING COIL | HEATING COIL | NOI | NOISE | FABGEN | FABRICATION/INSTALLATION RELATED | CLEAN | CLEANED | Y
HEATING COIL | HEATING COIL | NOI | NOISE | FABGEN | FABRICATION/INSTALLATION RELATED | CLOSE | SECURED/CLOSED | Y
HEATING COIL | HEATING COIL | NOI | NOISE | FABGEN | FABRICATION/INSTALLATION RELATED | CONN | CONNECTED | Y
HEATING COIL | HEATING COIL | NOI | NOISE | FABGEN | FABRICATION/INSTALLATION RELATED | DISCONN | DISCONNECTED | Y
HEATING COIL | HEATING COIL | NOI | NOISE | FABGEN | FABRICATION/INSTALLATION RELATED | LUB | LUBRICATED | Y
HEATING COIL | HEATING COIL | NOI | NOISE | FABGEN | FABRICATION/INSTALLATION RELATED | NOF | NO FAULT FOUND | Y
HEATING COIL | HEATING COIL | NOI | NOISE | FABGEN | FABRICATION/INSTALLATION RELATED | OTHER-R | OTHER REMEDY | Y
HEATING COIL | HEATING COIL | NOI | NOISE | FABGEN | FABRICATION/INSTALLATION RELATED | OVH | OVERHAULED/REBUILT/REFURBISHED | Y
HEATING COIL | HEATING COIL | NOI | NOISE | FABGEN | FABRICATION/INSTALLATION RELATED | PAINT | PAINTED | Y
HEATING COIL | HEATING COIL | NOI | NOISE | FABGEN | FABRICATION/INSTALLATION RELATED | PATCH | PATCHED/PAVED | Y
HEATING COIL | HEATING COIL | NOI | NOISE | FABGEN | FABRICATION/INSTALLATION RELATED | PUMP | PUMPED OUT/EMPTIED | Y
HEATING COIL | HEATING COIL | NOI | NOISE | FABGEN | FABRICATION/INSTALLATION RELATED | REFILL | REFILLED | Y
HEATING COIL | HEATING COIL | NOI | NOISE | FABGEN | FABRICATION/INSTALLATION RELATED | REINS | REINSTALLED | Y
HEATING COIL | HEATING COIL | NOI | NOISE | FABGEN | FABRICATION/INSTALLATION RELATED | REMOVE | REMOVED | Y
HEATING COIL | HEATING COIL | NOI | NOISE | FABGEN | FABRICATION/INSTALLATION RELATED | REP | REPAIRED/RESTORED/ADJUSTED | Y
HEATING COIL | HEATING COIL | NOI | NOISE | FABGEN | FABRICATION/INSTALLATION RELATED | RESEAL | RESEALED/REPACKED | Y
HEATING COIL | HEATING COIL | NOI | NOISE | FABGEN | FABRICATION/INSTALLATION RELATED | RESET | RESET/RESTARTED | Y
HEATING COIL | HEATING COIL | NOI | NOISE | FABGEN | FABRICATION/INSTALLATION RELATED | REWIRE | REWIRED | Y
HEATING COIL | HEATING COIL | NOI | NOISE | FABGEN | FABRICATION/INSTALLATION RELATED | RPL | REPLACED | Y
HEATING COIL | HEATING COIL | NOI | NOISE | IMPMAT | IMPROPER MATERIAL | MOD | MODIFIED | Y
HEATING COIL | HEATING COIL | NOI | NOISE | IMPMAT | IMPROPER MATERIAL | CLEAN | CLEANED | Y
HEATING COIL | HEATING COIL | NOI | NOISE | IMPMAT | IMPROPER MATERIAL | CLOSE | SECURED/CLOSED | Y
HEATING COIL | HEATING COIL | NOI | NOISE | IMPMAT | IMPROPER MATERIAL | CONN | CONNECTED | Y
HEATING COIL | HEATING COIL | NOI | NOISE | IMPMAT | IMPROPER MATERIAL | DISCONN | DISCONNECTED | Y
HEATING COIL | HEATING COIL | NOI | NOISE | IMPMAT | IMPROPER MATERIAL | LUB | LUBRICATED | Y
HEATING COIL | HEATING COIL | NOI | NOISE | IMPMAT | IMPROPER MATERIAL | NOF | NO FAULT FOUND | Y
HEATING COIL | HEATING COIL | NOI | NOISE | IMPMAT | IMPROPER MATERIAL | OTHER-R | OTHER REMEDY | Y
HEATING COIL | HEATING COIL | NOI | NOISE | IMPMAT | IMPROPER MATERIAL | OVH | OVERHAULED/REBUILT/REFURBISHED | Y
HEATING COIL | HEATING COIL | NOI | NOISE | IMPMAT | IMPROPER MATERIAL | PAINT | PAINTED | Y
HEATING COIL | HEATING COIL | NOI | NOISE | IMPMAT | IMPROPER MATERIAL | PATCH | PATCHED/PAVED | Y
HEATING COIL | HEATING COIL | NOI | NOISE | IMPMAT | IMPROPER MATERIAL | PUMP | PUMPED OUT/EMPTIED | Y
HEATING COIL | HEATING COIL | NOI | NOISE | IMPMAT | IMPROPER MATERIAL | REFILL | REFILLED | Y
HEATING COIL | HEATING COIL | NOI | NOISE | IMPMAT | IMPROPER MATERIAL | REINS | REINSTALLED | Y
HEATING COIL | HEATING COIL | NOI | NOISE | IMPMAT | IMPROPER MATERIAL | REMOVE | REMOVED | Y
HEATING COIL | HEATING COIL | NOI | NOISE | IMPMAT | IMPROPER MATERIAL | REP | REPAIRED/RESTORED/ADJUSTED | Y
HEATING COIL | HEATING COIL | NOI | NOISE | IMPMAT | IMPROPER MATERIAL | RESEAL | RESEALED/REPACKED | Y
HEATING COIL | HEATING COIL | NOI | NOISE | IMPMAT | IMPROPER MATERIAL | RESET | RESET/RESTARTED | Y
HEATING COIL | HEATING COIL | NOI | NOISE | IMPMAT | IMPROPER MATERIAL | REWIRE | REWIRED | Y
HEATING COIL | HEATING COIL | NOI | NOISE | IMPMAT | IMPROPER MATERIAL | RPL | REPLACED | Y
HEATING COIL | HEATING COIL | NOI | NOISE | LEAK | LEAK | MOD | MODIFIED | Y
HEATING COIL | HEATING COIL | NOI | NOISE | LEAK | LEAK | CLEAN | CLEANED | Y
HEATING COIL | HEATING COIL | NOI | NOISE | LEAK | LEAK | CLOSE | SECURED/CLOSED | Y
HEATING COIL | HEATING COIL | NOI | NOISE | LEAK | LEAK | CONN | CONNECTED | Y
HEATING COIL | HEATING COIL | NOI | NOISE | LEAK | LEAK | DISCONN | DISCONNECTED | Y
HEATING COIL | HEATING COIL | NOI | NOISE | LEAK | LEAK | LUB | LUBRICATED | Y
HEATING COIL | HEATING COIL | NOI | NOISE | LEAK | LEAK | NOF | NO FAULT FOUND | Y
HEATING COIL | HEATING COIL | NOI | NOISE | LEAK | LEAK | OTHER-R | OTHER REMEDY | Y
HEATING COIL | HEATING COIL | NOI | NOISE | LEAK | LEAK | OVH | OVERHAULED/REBUILT/REFURBISHED | Y
HEATING COIL | HEATING COIL | NOI | NOISE | LEAK | LEAK | PAINT | PAINTED | Y
HEATING COIL | HEATING COIL | NOI | NOISE | LEAK | LEAK | PATCH | PATCHED/PAVED | Y
HEATING COIL | HEATING COIL | NOI | NOISE | LEAK | LEAK | PUMP | PUMPED OUT/EMPTIED | Y
HEATING COIL | HEATING COIL | NOI | NOISE | LEAK | LEAK | REFILL | REFILLED | Y
HEATING COIL | HEATING COIL | NOI | NOISE | LEAK | LEAK | REINS | REINSTALLED | Y
HEATING COIL | HEATING COIL | NOI | NOISE | LEAK | LEAK | REMOVE | REMOVED | Y
HEATING COIL | HEATING COIL | NOI | NOISE | LEAK | LEAK | REP | REPAIRED/RESTORED/ADJUSTED | Y
HEATING COIL | HEATING COIL | NOI | NOISE | LEAK | LEAK | RESEAL | RESEALED/REPACKED | Y
HEATING COIL | HEATING COIL | NOI | NOISE | LEAK | LEAK | RESET | RESET/RESTARTED | Y
HEATING COIL | HEATING COIL | NOI | NOISE | LEAK | LEAK | REWIRE | REWIRED | Y
HEATING COIL | HEATING COIL | NOI | NOISE | LEAK | LEAK | RPL | REPLACED | Y
HEATING COIL | HEATING COIL | NOI | NOISE | LOOSE | LOOSE/MISALIGNED | MOD | MODIFIED | Y
HEATING COIL | HEATING COIL | NOI | NOISE | LOOSE | LOOSE/MISALIGNED | CLEAN | CLEANED | Y
HEATING COIL | HEATING COIL | NOI | NOISE | LOOSE | LOOSE/MISALIGNED | CLOSE | SECURED/CLOSED | Y
HEATING COIL | HEATING COIL | NOI | NOISE | LOOSE | LOOSE/MISALIGNED | CONN | CONNECTED | Y
HEATING COIL | HEATING COIL | NOI | NOISE | LOOSE | LOOSE/MISALIGNED | DISCONN | DISCONNECTED | Y
HEATING COIL | HEATING COIL | NOI | NOISE | LOOSE | LOOSE/MISALIGNED | LUB | LUBRICATED | Y
HEATING COIL | HEATING COIL | NOI | NOISE | LOOSE | LOOSE/MISALIGNED | NOF | NO FAULT FOUND | Y
HEATING COIL | HEATING COIL | NOI | NOISE | LOOSE | LOOSE/MISALIGNED | OTHER-R | OTHER REMEDY | Y
HEATING COIL | HEATING COIL | NOI | NOISE | LOOSE | LOOSE/MISALIGNED | OVH | OVERHAULED/REBUILT/REFURBISHED | Y
HEATING COIL | HEATING COIL | NOI | NOISE | LOOSE | LOOSE/MISALIGNED | PAINT | PAINTED | Y
HEATING COIL | HEATING COIL | NOI | NOISE | LOOSE | LOOSE/MISALIGNED | PATCH | PATCHED/PAVED | Y
HEATING COIL | HEATING COIL | NOI | NOISE | LOOSE | LOOSE/MISALIGNED | PUMP | PUMPED OUT/EMPTIED | Y
HEATING COIL | HEATING COIL | NOI | NOISE | LOOSE | LOOSE/MISALIGNED | REFILL | REFILLED | Y
HEATING COIL | HEATING COIL | NOI | NOISE | LOOSE | LOOSE/MISALIGNED | REINS | REINSTALLED | Y
HEATING COIL | HEATING COIL | NOI | NOISE | LOOSE | LOOSE/MISALIGNED | REMOVE | REMOVED | Y
HEATING COIL | HEATING COIL | NOI | NOISE | LOOSE | LOOSE/MISALIGNED | REP | REPAIRED/RESTORED/ADJUSTED | Y
HEATING COIL | HEATING COIL | NOI | NOISE | LOOSE | LOOSE/MISALIGNED | RESEAL | RESEALED/REPACKED | Y
HEATING COIL | HEATING COIL | NOI | NOISE | LOOSE | LOOSE/MISALIGNED | RESET | RESET/RESTARTED | Y
HEATING COIL | HEATING COIL | NOI | NOISE | LOOSE | LOOSE/MISALIGNED | REWIRE | REWIRED | Y
HEATING COIL | HEATING COIL | NOI | NOISE | LOOSE | LOOSE/MISALIGNED | RPL | REPLACED | Y
HEATING COIL | HEATING COIL | NOI | NOISE | NOCAUSE | NO CAUSE FOUND | MOD | MODIFIED | Y
HEATING COIL | HEATING COIL | NOI | NOISE | NOCAUSE | NO CAUSE FOUND | CLEAN | CLEANED | Y
HEATING COIL | HEATING COIL | NOI | NOISE | NOCAUSE | NO CAUSE FOUND | CLOSE | SECURED/CLOSED | Y
HEATING COIL | HEATING COIL | NOI | NOISE | NOCAUSE | NO CAUSE FOUND | CONN | CONNECTED | Y
HEATING COIL | HEATING COIL | NOI | NOISE | NOCAUSE | NO CAUSE FOUND | DISCONN | DISCONNECTED | Y
HEATING COIL | HEATING COIL | NOI | NOISE | NOCAUSE | NO CAUSE FOUND | LUB | LUBRICATED | Y
HEATING COIL | HEATING COIL | NOI | NOISE | NOCAUSE | NO CAUSE FOUND | NOF | NO FAULT FOUND | Y
HEATING COIL | HEATING COIL | NOI | NOISE | NOCAUSE | NO CAUSE FOUND | OTHER-R | OTHER REMEDY | Y
HEATING COIL | HEATING COIL | NOI | NOISE | NOCAUSE | NO CAUSE FOUND | OVH | OVERHAULED/REBUILT/REFURBISHED | Y
HEATING COIL | HEATING COIL | NOI | NOISE | NOCAUSE | NO CAUSE FOUND | PAINT | PAINTED | Y
HEATING COIL | HEATING COIL | NOI | NOISE | NOCAUSE | NO CAUSE FOUND | PATCH | PATCHED/PAVED | Y
HEATING COIL | HEATING COIL | NOI | NOISE | NOCAUSE | NO CAUSE FOUND | PUMP | PUMPED OUT/EMPTIED | Y
HEATING COIL | HEATING COIL | NOI | NOISE | NOCAUSE | NO CAUSE FOUND | REFILL | REFILLED | Y
HEATING COIL | HEATING COIL | NOI | NOISE | NOCAUSE | NO CAUSE FOUND | REINS | REINSTALLED | Y
HEATING COIL | HEATING COIL | NOI | NOISE | NOCAUSE | NO CAUSE FOUND | REMOVE | REMOVED | Y
HEATING COIL | HEATING COIL | NOI | NOISE | NOCAUSE | NO CAUSE FOUND | REP | REPAIRED/RESTORED/ADJUSTED | Y
HEATING COIL | HEATING COIL | NOI | NOISE | NOCAUSE | NO CAUSE FOUND | RESEAL | RESEALED/REPACKED | Y
HEATING COIL | HEATING COIL | NOI | NOISE | NOCAUSE | NO CAUSE FOUND | RESET | RESET/RESTARTED | Y
HEATING COIL | HEATING COIL | NOI | NOISE | NOCAUSE | NO CAUSE FOUND | REWIRE | REWIRED | Y
HEATING COIL | HEATING COIL | NOI | NOISE | NOCAUSE | NO CAUSE FOUND | RPL | REPLACED | Y
HEATING COIL | HEATING COIL | NOI | NOISE | OBSTR | JAMMED/OBSTRUCTED | MOD | MODIFIED | Y
HEATING COIL | HEATING COIL | NOI | NOISE | OBSTR | JAMMED/OBSTRUCTED | CLEAN | CLEANED | Y
HEATING COIL | HEATING COIL | NOI | NOISE | OBSTR | JAMMED/OBSTRUCTED | CLOSE | SECURED/CLOSED | Y
HEATING COIL | HEATING COIL | NOI | NOISE | OBSTR | JAMMED/OBSTRUCTED | CONN | CONNECTED | Y
HEATING COIL | HEATING COIL | NOI | NOISE | OBSTR | JAMMED/OBSTRUCTED | DISCONN | DISCONNECTED | Y
HEATING COIL | HEATING COIL | NOI | NOISE | OBSTR | JAMMED/OBSTRUCTED | LUB | LUBRICATED | Y
HEATING COIL | HEATING COIL | NOI | NOISE | OBSTR | JAMMED/OBSTRUCTED | NOF | NO FAULT FOUND | Y
HEATING COIL | HEATING COIL | NOI | NOISE | OBSTR | JAMMED/OBSTRUCTED | OTHER-R | OTHER REMEDY | Y
HEATING COIL | HEATING COIL | NOI | NOISE | OBSTR | JAMMED/OBSTRUCTED | OVH | OVERHAULED/REBUILT/REFURBISHED | Y
HEATING COIL | HEATING COIL | NOI | NOISE | OBSTR | JAMMED/OBSTRUCTED | PAINT | PAINTED | Y
HEATING COIL | HEATING COIL | NOI | NOISE | OBSTR | JAMMED/OBSTRUCTED | PATCH | PATCHED/PAVED | Y
HEATING COIL | HEATING COIL | NOI | NOISE | OBSTR | JAMMED/OBSTRUCTED | PUMP | PUMPED OUT/EMPTIED | Y
HEATING COIL | HEATING COIL | NOI | NOISE | OBSTR | JAMMED/OBSTRUCTED | REFILL | REFILLED | Y
HEATING COIL | HEATING COIL | NOI | NOISE | OBSTR | JAMMED/OBSTRUCTED | REINS | REINSTALLED | Y
HEATING COIL | HEATING COIL | NOI | NOISE | OBSTR | JAMMED/OBSTRUCTED | REMOVE | REMOVED | Y
HEATING COIL | HEATING COIL | NOI | NOISE | OBSTR | JAMMED/OBSTRUCTED | REP | REPAIRED/RESTORED/ADJUSTED | Y
HEATING COIL | HEATING COIL | NOI | NOISE | OBSTR | JAMMED/OBSTRUCTED | RESEAL | RESEALED/REPACKED | Y
HEATING COIL | HEATING COIL | NOI | NOISE | OBSTR | JAMMED/OBSTRUCTED | RESET | RESET/RESTARTED | Y
HEATING COIL | HEATING COIL | NOI | NOISE | OBSTR | JAMMED/OBSTRUCTED | REWIRE | REWIRED | Y
HEATING COIL | HEATING COIL | NOI | NOISE | OBSTR | JAMMED/OBSTRUCTED | RPL | REPLACED | Y
HEATING COIL | HEATING COIL | NOI | NOISE | OPSERRMTCERR | OPERATIONS/MAINTENANCE RELATED | MOD | MODIFIED | Y
HEATING COIL | HEATING COIL | NOI | NOISE | OPSERRMTCERR | OPERATIONS/MAINTENANCE RELATED | CLEAN | CLEANED | Y
HEATING COIL | HEATING COIL | NOI | NOISE | OPSERRMTCERR | OPERATIONS/MAINTENANCE RELATED | CLOSE | SECURED/CLOSED | Y
HEATING COIL | HEATING COIL | NOI | NOISE | OPSERRMTCERR | OPERATIONS/MAINTENANCE RELATED | CONN | CONNECTED | Y
HEATING COIL | HEATING COIL | NOI | NOISE | OPSERRMTCERR | OPERATIONS/MAINTENANCE RELATED | DISCONN | DISCONNECTED | Y
HEATING COIL | HEATING COIL | NOI | NOISE | OPSERRMTCERR | OPERATIONS/MAINTENANCE RELATED | LUB | LUBRICATED | Y
HEATING COIL | HEATING COIL | NOI | NOISE | OPSERRMTCERR | OPERATIONS/MAINTENANCE RELATED | NOF | NO FAULT FOUND | Y
HEATING COIL | HEATING COIL | NOI | NOISE | OPSERRMTCERR | OPERATIONS/MAINTENANCE RELATED | OTHER-R | OTHER REMEDY | Y
HEATING COIL | HEATING COIL | NOI | NOISE | OPSERRMTCERR | OPERATIONS/MAINTENANCE RELATED | OVH | OVERHAULED/REBUILT/REFURBISHED | Y
HEATING COIL | HEATING COIL | NOI | NOISE | OPSERRMTCERR | OPERATIONS/MAINTENANCE RELATED | PAINT | PAINTED | Y
HEATING COIL | HEATING COIL | NOI | NOISE | OPSERRMTCERR | OPERATIONS/MAINTENANCE RELATED | PATCH | PATCHED/PAVED | Y
HEATING COIL | HEATING COIL | NOI | NOISE | OPSERRMTCERR | OPERATIONS/MAINTENANCE RELATED | PUMP | PUMPED OUT/EMPTIED | Y
HEATING COIL | HEATING COIL | NOI | NOISE | OPSERRMTCERR | OPERATIONS/MAINTENANCE RELATED | REFILL | REFILLED | Y
HEATING COIL | HEATING COIL | NOI | NOISE | OPSERRMTCERR | OPERATIONS/MAINTENANCE RELATED | REINS | REINSTALLED | Y
HEATING COIL | HEATING COIL | NOI | NOISE | OPSERRMTCERR | OPERATIONS/MAINTENANCE RELATED | REMOVE | REMOVED | Y
HEATING COIL | HEATING COIL | NOI | NOISE | OPSERRMTCERR | OPERATIONS/MAINTENANCE RELATED | REP | REPAIRED/RESTORED/ADJUSTED | Y
HEATING COIL | HEATING COIL | NOI | NOISE | OPSERRMTCERR | OPERATIONS/MAINTENANCE RELATED | RESEAL | RESEALED/REPACKED | Y
HEATING COIL | HEATING COIL | NOI | NOISE | OPSERRMTCERR | OPERATIONS/MAINTENANCE RELATED | RESET | RESET/RESTARTED | Y
HEATING COIL | HEATING COIL | NOI | NOISE | OPSERRMTCERR | OPERATIONS/MAINTENANCE RELATED | REWIRE | REWIRED | Y
HEATING COIL | HEATING COIL | NOI | NOISE | OPSERRMTCERR | OPERATIONS/MAINTENANCE RELATED | RPL | REPLACED | Y
HEATING COIL | HEATING COIL | NOI | NOISE | OTHER-C | OTHER CAUSE | MOD | MODIFIED | Y
HEATING COIL | HEATING COIL | NOI | NOISE | OTHER-C | OTHER CAUSE | CLEAN | CLEANED | Y
HEATING COIL | HEATING COIL | NOI | NOISE | OTHER-C | OTHER CAUSE | CLOSE | SECURED/CLOSED | Y
HEATING COIL | HEATING COIL | NOI | NOISE | OTHER-C | OTHER CAUSE | CONN | CONNECTED | Y
HEATING COIL | HEATING COIL | NOI | NOISE | OTHER-C | OTHER CAUSE | DISCONN | DISCONNECTED | Y
HEATING COIL | HEATING COIL | NOI | NOISE | OTHER-C | OTHER CAUSE | LUB | LUBRICATED | Y
HEATING COIL | HEATING COIL | NOI | NOISE | OTHER-C | OTHER CAUSE | NOF | NO FAULT FOUND | Y
HEATING COIL | HEATING COIL | NOI | NOISE | OTHER-C | OTHER CAUSE | OTHER-R | OTHER REMEDY | Y
HEATING COIL | HEATING COIL | NOI | NOISE | OTHER-C | OTHER CAUSE | OVH | OVERHAULED/REBUILT/REFURBISHED | Y
HEATING COIL | HEATING COIL | NOI | NOISE | OTHER-C | OTHER CAUSE | PAINT | PAINTED | Y
HEATING COIL | HEATING COIL | NOI | NOISE | OTHER-C | OTHER CAUSE | PATCH | PATCHED/PAVED | Y
HEATING COIL | HEATING COIL | NOI | NOISE | OTHER-C | OTHER CAUSE | PUMP | PUMPED OUT/EMPTIED | Y
HEATING COIL | HEATING COIL | NOI | NOISE | OTHER-C | OTHER CAUSE | REFILL | REFILLED | Y
HEATING COIL | HEATING COIL | NOI | NOISE | OTHER-C | OTHER CAUSE | REINS | REINSTALLED | Y
HEATING COIL | HEATING COIL | NOI | NOISE | OTHER-C | OTHER CAUSE | REMOVE | REMOVED | Y
HEATING COIL | HEATING COIL | NOI | NOISE | OTHER-C | OTHER CAUSE | REP | REPAIRED/RESTORED/ADJUSTED | Y
HEATING COIL | HEATING COIL | NOI | NOISE | OTHER-C | OTHER CAUSE | RESEAL | RESEALED/REPACKED | Y
HEATING COIL | HEATING COIL | NOI | NOISE | OTHER-C | OTHER CAUSE | RESET | RESET/RESTARTED | Y
HEATING COIL | HEATING COIL | NOI | NOISE | OTHER-C | OTHER CAUSE | REWIRE | REWIRED | Y
HEATING COIL | HEATING COIL | NOI | NOISE | OTHER-C | OTHER CAUSE | RPL | REPLACED | Y
HEATING COIL | HEATING COIL | NOI | NOISE | POWERSUP | POWER SUPPLY | MOD | MODIFIED | Y
HEATING COIL | HEATING COIL | NOI | NOISE | POWERSUP | POWER SUPPLY | CLEAN | CLEANED | Y
HEATING COIL | HEATING COIL | NOI | NOISE | POWERSUP | POWER SUPPLY | CLOSE | SECURED/CLOSED | Y
HEATING COIL | HEATING COIL | NOI | NOISE | POWERSUP | POWER SUPPLY | CONN | CONNECTED | Y
HEATING COIL | HEATING COIL | NOI | NOISE | POWERSUP | POWER SUPPLY | DISCONN | DISCONNECTED | Y
HEATING COIL | HEATING COIL | NOI | NOISE | POWERSUP | POWER SUPPLY | LUB | LUBRICATED | Y
HEATING COIL | HEATING COIL | NOI | NOISE | POWERSUP | POWER SUPPLY | NOF | NO FAULT FOUND | Y
HEATING COIL | HEATING COIL | NOI | NOISE | POWERSUP | POWER SUPPLY | OTHER-R | OTHER REMEDY | Y
HEATING COIL | HEATING COIL | NOI | NOISE | POWERSUP | POWER SUPPLY | OVH | OVERHAULED/REBUILT/REFURBISHED | Y
HEATING COIL | HEATING COIL | NOI | NOISE | POWERSUP | POWER SUPPLY | PAINT | PAINTED | Y
HEATING COIL | HEATING COIL | NOI | NOISE | POWERSUP | POWER SUPPLY | PATCH | PATCHED/PAVED | Y
HEATING COIL | HEATING COIL | NOI | NOISE | POWERSUP | POWER SUPPLY | PUMP | PUMPED OUT/EMPTIED | Y
HEATING COIL | HEATING COIL | NOI | NOISE | POWERSUP | POWER SUPPLY | REFILL | REFILLED | Y
HEATING COIL | HEATING COIL | NOI | NOISE | POWERSUP | POWER SUPPLY | REINS | REINSTALLED | Y
HEATING COIL | HEATING COIL | NOI | NOISE | POWERSUP | POWER SUPPLY | REMOVE | REMOVED | Y
HEATING COIL | HEATING COIL | NOI | NOISE | POWERSUP | POWER SUPPLY | REP | REPAIRED/RESTORED/ADJUSTED | Y
HEATING COIL | HEATING COIL | NOI | NOISE | POWERSUP | POWER SUPPLY | RESEAL | RESEALED/REPACKED | Y
HEATING COIL | HEATING COIL | NOI | NOISE | POWERSUP | POWER SUPPLY | RESET | RESET/RESTARTED | Y
HEATING COIL | HEATING COIL | NOI | NOISE | POWERSUP | POWER SUPPLY | REWIRE | REWIRED | Y
HEATING COIL | HEATING COIL | NOI | NOISE | POWERSUP | POWER SUPPLY | RPL | REPLACED | Y
HEATING COIL | HEATING COIL | NOI | NOISE | SENSOR | FAULTY SENSOR | MOD | MODIFIED | Y
HEATING COIL | HEATING COIL | NOI | NOISE | SENSOR | FAULTY SENSOR | CLEAN | CLEANED | Y
HEATING COIL | HEATING COIL | NOI | NOISE | SENSOR | FAULTY SENSOR | CLOSE | SECURED/CLOSED | Y
HEATING COIL | HEATING COIL | NOI | NOISE | SENSOR | FAULTY SENSOR | CONN | CONNECTED | Y
HEATING COIL | HEATING COIL | NOI | NOISE | SENSOR | FAULTY SENSOR | DISCONN | DISCONNECTED | Y
HEATING COIL | HEATING COIL | NOI | NOISE | SENSOR | FAULTY SENSOR | LUB | LUBRICATED | Y
HEATING COIL | HEATING COIL | NOI | NOISE | SENSOR | FAULTY SENSOR | NOF | NO FAULT FOUND | Y
HEATING COIL | HEATING COIL | NOI | NOISE | SENSOR | FAULTY SENSOR | OTHER-R | OTHER REMEDY | Y
HEATING COIL | HEATING COIL | NOI | NOISE | SENSOR | FAULTY SENSOR | OVH | OVERHAULED/REBUILT/REFURBISHED | Y
HEATING COIL | HEATING COIL | NOI | NOISE | SENSOR | FAULTY SENSOR | PAINT | PAINTED | Y
HEATING COIL | HEATING COIL | NOI | NOISE | SENSOR | FAULTY SENSOR | PATCH | PATCHED/PAVED | Y
HEATING COIL | HEATING COIL | NOI | NOISE | SENSOR | FAULTY SENSOR | PUMP | PUMPED OUT/EMPTIED | Y
HEATING COIL | HEATING COIL | NOI | NOISE | SENSOR | FAULTY SENSOR | REFILL | REFILLED | Y
HEATING COIL | HEATING COIL | NOI | NOISE | SENSOR | FAULTY SENSOR | REINS | REINSTALLED | Y
HEATING COIL | HEATING COIL | NOI | NOISE | SENSOR | FAULTY SENSOR | REMOVE | REMOVED | Y
HEATING COIL | HEATING COIL | NOI | NOISE | SENSOR | FAULTY SENSOR | REP | REPAIRED/RESTORED/ADJUSTED | Y
HEATING COIL | HEATING COIL | NOI | NOISE | SENSOR | FAULTY SENSOR | RESEAL | RESEALED/REPACKED | Y
HEATING COIL | HEATING COIL | NOI | NOISE | SENSOR | FAULTY SENSOR | RESET | RESET/RESTARTED | Y
HEATING COIL | HEATING COIL | NOI | NOISE | SENSOR | FAULTY SENSOR | REWIRE | REWIRED | Y
HEATING COIL | HEATING COIL | NOI | NOISE | SENSOR | FAULTY SENSOR | RPL | REPLACED | Y
HEATING COIL | HEATING COIL | OHE | OVERHEATING | BREAKTRP | BREAKER TRIP | MOD | MODIFIED | N
HEATING COIL | HEATING COIL | OHE | OVERHEATING | BREAKTRP | BREAKER TRIP | CLEAN | CLEANED | N
HEATING COIL | HEATING COIL | OHE | OVERHEATING | BREAKTRP | BREAKER TRIP | CLOSE | SECURED/CLOSED | N
HEATING COIL | HEATING COIL | OHE | OVERHEATING | BREAKTRP | BREAKER TRIP | CONN | CONNECTED | N
HEATING COIL | HEATING COIL | OHE | OVERHEATING | BREAKTRP | BREAKER TRIP | DISCONN | DISCONNECTED | N
HEATING COIL | HEATING COIL | OHE | OVERHEATING | BREAKTRP | BREAKER TRIP | LUB | LUBRICATED | Y
HEATING COIL | HEATING COIL | OHE | OVERHEATING | BREAKTRP | BREAKER TRIP | NOF | NO FAULT FOUND | N
HEATING COIL | HEATING COIL | OHE | OVERHEATING | BREAKTRP | BREAKER TRIP | OTHER-R | OTHER REMEDY | N
HEATING COIL | HEATING COIL | OHE | OVERHEATING | BREAKTRP | BREAKER TRIP | OVH | OVERHAULED/REBUILT/REFURBISHED | N
HEATING COIL | HEATING COIL | OHE | OVERHEATING | BREAKTRP | BREAKER TRIP | PAINT | PAINTED | Y
HEATING COIL | HEATING COIL | OHE | OVERHEATING | BREAKTRP | BREAKER TRIP | PATCH | PATCHED/PAVED | Y
HEATING COIL | HEATING COIL | OHE | OVERHEATING | BREAKTRP | BREAKER TRIP | PUMP | PUMPED OUT/EMPTIED | Y
HEATING COIL | HEATING COIL | OHE | OVERHEATING | BREAKTRP | BREAKER TRIP | REFILL | REFILLED | Y
HEATING COIL | HEATING COIL | OHE | OVERHEATING | BREAKTRP | BREAKER TRIP | REINS | REINSTALLED | N
HEATING COIL | HEATING COIL | OHE | OVERHEATING | BREAKTRP | BREAKER TRIP | REMOVE | REMOVED | N
HEATING COIL | HEATING COIL | OHE | OVERHEATING | BREAKTRP | BREAKER TRIP | REP | REPAIRED/RESTORED/ADJUSTED | N
HEATING COIL | HEATING COIL | OHE | OVERHEATING | BREAKTRP | BREAKER TRIP | RESEAL | RESEALED/REPACKED | Y
HEATING COIL | HEATING COIL | OHE | OVERHEATING | BREAKTRP | BREAKER TRIP | RESET | RESET/RESTARTED | Y
HEATING COIL | HEATING COIL | OHE | OVERHEATING | BREAKTRP | BREAKER TRIP | REWIRE | REWIRED | N
HEATING COIL | HEATING COIL | OHE | OVERHEATING | BREAKTRP | BREAKER TRIP | RPL | REPLACED | N
HEATING COIL | HEATING COIL | OHE | OVERHEATING | CORROSION | RUST/CORROSION | MOD | MODIFIED | N
HEATING COIL | HEATING COIL | OHE | OVERHEATING | CORROSION | RUST/CORROSION | CLEAN | CLEANED | N
HEATING COIL | HEATING COIL | OHE | OVERHEATING | CORROSION | RUST/CORROSION | CLOSE | SECURED/CLOSED | N
HEATING COIL | HEATING COIL | OHE | OVERHEATING | CORROSION | RUST/CORROSION | CONN | CONNECTED | N
HEATING COIL | HEATING COIL | OHE | OVERHEATING | CORROSION | RUST/CORROSION | DISCONN | DISCONNECTED | N
HEATING COIL | HEATING COIL | OHE | OVERHEATING | CORROSION | RUST/CORROSION | LUB | LUBRICATED | Y
HEATING COIL | HEATING COIL | OHE | OVERHEATING | CORROSION | RUST/CORROSION | NOF | NO FAULT FOUND | N
HEATING COIL | HEATING COIL | OHE | OVERHEATING | CORROSION | RUST/CORROSION | OTHER-R | OTHER REMEDY | N
HEATING COIL | HEATING COIL | OHE | OVERHEATING | CORROSION | RUST/CORROSION | OVH | OVERHAULED/REBUILT/REFURBISHED | N
HEATING COIL | HEATING COIL | OHE | OVERHEATING | CORROSION | RUST/CORROSION | PAINT | PAINTED | Y
HEATING COIL | HEATING COIL | OHE | OVERHEATING | CORROSION | RUST/CORROSION | PATCH | PATCHED/PAVED | Y
HEATING COIL | HEATING COIL | OHE | OVERHEATING | CORROSION | RUST/CORROSION | PUMP | PUMPED OUT/EMPTIED | Y
HEATING COIL | HEATING COIL | OHE | OVERHEATING | CORROSION | RUST/CORROSION | REFILL | REFILLED | Y
HEATING COIL | HEATING COIL | OHE | OVERHEATING | CORROSION | RUST/CORROSION | REINS | REINSTALLED | N
HEATING COIL | HEATING COIL | OHE | OVERHEATING | CORROSION | RUST/CORROSION | REMOVE | REMOVED | N
HEATING COIL | HEATING COIL | OHE | OVERHEATING | CORROSION | RUST/CORROSION | REP | REPAIRED/RESTORED/ADJUSTED | N
HEATING COIL | HEATING COIL | OHE | OVERHEATING | CORROSION | RUST/CORROSION | RESEAL | RESEALED/REPACKED | Y
HEATING COIL | HEATING COIL | OHE | OVERHEATING | CORROSION | RUST/CORROSION | RESET | RESET/RESTARTED | Y
HEATING COIL | HEATING COIL | OHE | OVERHEATING | CORROSION | RUST/CORROSION | REWIRE | REWIRED | N
HEATING COIL | HEATING COIL | OHE | OVERHEATING | CORROSION | RUST/CORROSION | RPL | REPLACED | N
HEATING COIL | HEATING COIL | OHE | OVERHEATING | DAMAGE | DAMAGED/BROKEN | MOD | MODIFIED | N
HEATING COIL | HEATING COIL | OHE | OVERHEATING | DAMAGE | DAMAGED/BROKEN | CLEAN | CLEANED | N
HEATING COIL | HEATING COIL | OHE | OVERHEATING | DAMAGE | DAMAGED/BROKEN | CLOSE | SECURED/CLOSED | N
HEATING COIL | HEATING COIL | OHE | OVERHEATING | DAMAGE | DAMAGED/BROKEN | CONN | CONNECTED | N
HEATING COIL | HEATING COIL | OHE | OVERHEATING | DAMAGE | DAMAGED/BROKEN | DISCONN | DISCONNECTED | N
HEATING COIL | HEATING COIL | OHE | OVERHEATING | DAMAGE | DAMAGED/BROKEN | LUB | LUBRICATED | Y
HEATING COIL | HEATING COIL | OHE | OVERHEATING | DAMAGE | DAMAGED/BROKEN | NOF | NO FAULT FOUND | N
HEATING COIL | HEATING COIL | OHE | OVERHEATING | DAMAGE | DAMAGED/BROKEN | OTHER-R | OTHER REMEDY | N
HEATING COIL | HEATING COIL | OHE | OVERHEATING | DAMAGE | DAMAGED/BROKEN | OVH | OVERHAULED/REBUILT/REFURBISHED | N
HEATING COIL | HEATING COIL | OHE | OVERHEATING | DAMAGE | DAMAGED/BROKEN | PAINT | PAINTED | Y
HEATING COIL | HEATING COIL | OHE | OVERHEATING | DAMAGE | DAMAGED/BROKEN | PATCH | PATCHED/PAVED | Y
HEATING COIL | HEATING COIL | OHE | OVERHEATING | DAMAGE | DAMAGED/BROKEN | PUMP | PUMPED OUT/EMPTIED | Y
HEATING COIL | HEATING COIL | OHE | OVERHEATING | DAMAGE | DAMAGED/BROKEN | REFILL | REFILLED | Y
HEATING COIL | HEATING COIL | OHE | OVERHEATING | DAMAGE | DAMAGED/BROKEN | REINS | REINSTALLED | N
HEATING COIL | HEATING COIL | OHE | OVERHEATING | DAMAGE | DAMAGED/BROKEN | REMOVE | REMOVED | N
HEATING COIL | HEATING COIL | OHE | OVERHEATING | DAMAGE | DAMAGED/BROKEN | REP | REPAIRED/RESTORED/ADJUSTED | N
HEATING COIL | HEATING COIL | OHE | OVERHEATING | DAMAGE | DAMAGED/BROKEN | RESEAL | RESEALED/REPACKED | Y
HEATING COIL | HEATING COIL | OHE | OVERHEATING | DAMAGE | DAMAGED/BROKEN | RESET | RESET/RESTARTED | Y
HEATING COIL | HEATING COIL | OHE | OVERHEATING | DAMAGE | DAMAGED/BROKEN | REWIRE | REWIRED | N
HEATING COIL | HEATING COIL | OHE | OVERHEATING | DAMAGE | DAMAGED/BROKEN | RPL | REPLACED | N
HEATING COIL | HEATING COIL | OHE | OVERHEATING | DESGEN | DESIGN RELATED | MOD | MODIFIED | N
HEATING COIL | HEATING COIL | OHE | OVERHEATING | DESGEN | DESIGN RELATED | CLEAN | CLEANED | N
HEATING COIL | HEATING COIL | OHE | OVERHEATING | DESGEN | DESIGN RELATED | CLOSE | SECURED/CLOSED | N
HEATING COIL | HEATING COIL | OHE | OVERHEATING | DESGEN | DESIGN RELATED | CONN | CONNECTED | N
HEATING COIL | HEATING COIL | OHE | OVERHEATING | DESGEN | DESIGN RELATED | DISCONN | DISCONNECTED | N
HEATING COIL | HEATING COIL | OHE | OVERHEATING | DESGEN | DESIGN RELATED | LUB | LUBRICATED | Y
HEATING COIL | HEATING COIL | OHE | OVERHEATING | DESGEN | DESIGN RELATED | NOF | NO FAULT FOUND | N
HEATING COIL | HEATING COIL | OHE | OVERHEATING | DESGEN | DESIGN RELATED | OTHER-R | OTHER REMEDY | N
HEATING COIL | HEATING COIL | OHE | OVERHEATING | DESGEN | DESIGN RELATED | OVH | OVERHAULED/REBUILT/REFURBISHED | N
HEATING COIL | HEATING COIL | OHE | OVERHEATING | DESGEN | DESIGN RELATED | PAINT | PAINTED | Y
HEATING COIL | HEATING COIL | OHE | OVERHEATING | DESGEN | DESIGN RELATED | PATCH | PATCHED/PAVED | Y
HEATING COIL | HEATING COIL | OHE | OVERHEATING | DESGEN | DESIGN RELATED | PUMP | PUMPED OUT/EMPTIED | Y
HEATING COIL | HEATING COIL | OHE | OVERHEATING | DESGEN | DESIGN RELATED | REFILL | REFILLED | Y
HEATING COIL | HEATING COIL | OHE | OVERHEATING | DESGEN | DESIGN RELATED | REINS | REINSTALLED | N
HEATING COIL | HEATING COIL | OHE | OVERHEATING | DESGEN | DESIGN RELATED | REMOVE | REMOVED | N
HEATING COIL | HEATING COIL | OHE | OVERHEATING | DESGEN | DESIGN RELATED | REP | REPAIRED/RESTORED/ADJUSTED | N
HEATING COIL | HEATING COIL | OHE | OVERHEATING | DESGEN | DESIGN RELATED | RESEAL | RESEALED/REPACKED | Y
HEATING COIL | HEATING COIL | OHE | OVERHEATING | DESGEN | DESIGN RELATED | RESET | RESET/RESTARTED | Y
HEATING COIL | HEATING COIL | OHE | OVERHEATING | DESGEN | DESIGN RELATED | REWIRE | REWIRED | N
HEATING COIL | HEATING COIL | OHE | OVERHEATING | DESGEN | DESIGN RELATED | RPL | REPLACED | N
HEATING COIL | HEATING COIL | OHE | OVERHEATING | DIRTY | DIRTY | MOD | MODIFIED | N
HEATING COIL | HEATING COIL | OHE | OVERHEATING | DIRTY | DIRTY | CLEAN | CLEANED | N
HEATING COIL | HEATING COIL | OHE | OVERHEATING | DIRTY | DIRTY | CLOSE | SECURED/CLOSED | N
HEATING COIL | HEATING COIL | OHE | OVERHEATING | DIRTY | DIRTY | CONN | CONNECTED | N
HEATING COIL | HEATING COIL | OHE | OVERHEATING | DIRTY | DIRTY | DISCONN | DISCONNECTED | N
HEATING COIL | HEATING COIL | OHE | OVERHEATING | DIRTY | DIRTY | LUB | LUBRICATED | Y
HEATING COIL | HEATING COIL | OHE | OVERHEATING | DIRTY | DIRTY | NOF | NO FAULT FOUND | N
HEATING COIL | HEATING COIL | OHE | OVERHEATING | DIRTY | DIRTY | OTHER-R | OTHER REMEDY | N
HEATING COIL | HEATING COIL | OHE | OVERHEATING | DIRTY | DIRTY | OVH | OVERHAULED/REBUILT/REFURBISHED | N
HEATING COIL | HEATING COIL | OHE | OVERHEATING | DIRTY | DIRTY | PAINT | PAINTED | Y
HEATING COIL | HEATING COIL | OHE | OVERHEATING | DIRTY | DIRTY | PATCH | PATCHED/PAVED | Y
HEATING COIL | HEATING COIL | OHE | OVERHEATING | DIRTY | DIRTY | PUMP | PUMPED OUT/EMPTIED | Y
HEATING COIL | HEATING COIL | OHE | OVERHEATING | DIRTY | DIRTY | REFILL | REFILLED | Y
HEATING COIL | HEATING COIL | OHE | OVERHEATING | DIRTY | DIRTY | REINS | REINSTALLED | N
HEATING COIL | HEATING COIL | OHE | OVERHEATING | DIRTY | DIRTY | REMOVE | REMOVED | N
HEATING COIL | HEATING COIL | OHE | OVERHEATING | DIRTY | DIRTY | REP | REPAIRED/RESTORED/ADJUSTED | N
HEATING COIL | HEATING COIL | OHE | OVERHEATING | DIRTY | DIRTY | RESEAL | RESEALED/REPACKED | Y
HEATING COIL | HEATING COIL | OHE | OVERHEATING | DIRTY | DIRTY | RESET | RESET/RESTARTED | Y
HEATING COIL | HEATING COIL | OHE | OVERHEATING | DIRTY | DIRTY | REWIRE | REWIRED | N
HEATING COIL | HEATING COIL | OHE | OVERHEATING | DIRTY | DIRTY | RPL | REPLACED | N
HEATING COIL | HEATING COIL | OHE | OVERHEATING | EXPWT | EXPECTED WEAR AND TEAR | MOD | MODIFIED | N
HEATING COIL | HEATING COIL | OHE | OVERHEATING | EXPWT | EXPECTED WEAR AND TEAR | CLEAN | CLEANED | N
HEATING COIL | HEATING COIL | OHE | OVERHEATING | EXPWT | EXPECTED WEAR AND TEAR | CLOSE | SECURED/CLOSED | N
HEATING COIL | HEATING COIL | OHE | OVERHEATING | EXPWT | EXPECTED WEAR AND TEAR | CONN | CONNECTED | N
HEATING COIL | HEATING COIL | OHE | OVERHEATING | EXPWT | EXPECTED WEAR AND TEAR | DISCONN | DISCONNECTED | N
HEATING COIL | HEATING COIL | OHE | OVERHEATING | EXPWT | EXPECTED WEAR AND TEAR | LUB | LUBRICATED | Y
HEATING COIL | HEATING COIL | OHE | OVERHEATING | EXPWT | EXPECTED WEAR AND TEAR | NOF | NO FAULT FOUND | N
HEATING COIL | HEATING COIL | OHE | OVERHEATING | EXPWT | EXPECTED WEAR AND TEAR | OTHER-R | OTHER REMEDY | N
HEATING COIL | HEATING COIL | OHE | OVERHEATING | EXPWT | EXPECTED WEAR AND TEAR | OVH | OVERHAULED/REBUILT/REFURBISHED | N
HEATING COIL | HEATING COIL | OHE | OVERHEATING | EXPWT | EXPECTED WEAR AND TEAR | PAINT | PAINTED | Y
HEATING COIL | HEATING COIL | OHE | OVERHEATING | EXPWT | EXPECTED WEAR AND TEAR | PATCH | PATCHED/PAVED | Y
HEATING COIL | HEATING COIL | OHE | OVERHEATING | EXPWT | EXPECTED WEAR AND TEAR | PUMP | PUMPED OUT/EMPTIED | Y
HEATING COIL | HEATING COIL | OHE | OVERHEATING | EXPWT | EXPECTED WEAR AND TEAR | REFILL | REFILLED | Y
HEATING COIL | HEATING COIL | OHE | OVERHEATING | EXPWT | EXPECTED WEAR AND TEAR | REINS | REINSTALLED | N
HEATING COIL | HEATING COIL | OHE | OVERHEATING | EXPWT | EXPECTED WEAR AND TEAR | REMOVE | REMOVED | N
HEATING COIL | HEATING COIL | OHE | OVERHEATING | EXPWT | EXPECTED WEAR AND TEAR | REP | REPAIRED/RESTORED/ADJUSTED | N
HEATING COIL | HEATING COIL | OHE | OVERHEATING | EXPWT | EXPECTED WEAR AND TEAR | RESEAL | RESEALED/REPACKED | Y
HEATING COIL | HEATING COIL | OHE | OVERHEATING | EXPWT | EXPECTED WEAR AND TEAR | RESET | RESET/RESTARTED | Y
HEATING COIL | HEATING COIL | OHE | OVERHEATING | EXPWT | EXPECTED WEAR AND TEAR | REWIRE | REWIRED | N
HEATING COIL | HEATING COIL | OHE | OVERHEATING | EXPWT | EXPECTED WEAR AND TEAR | RPL | REPLACED | N
HEATING COIL | HEATING COIL | OHE | OVERHEATING | FABGEN | FABRICATION/INSTALLATION RELATED | MOD | MODIFIED | N
HEATING COIL | HEATING COIL | OHE | OVERHEATING | FABGEN | FABRICATION/INSTALLATION RELATED | CLEAN | CLEANED | N
HEATING COIL | HEATING COIL | OHE | OVERHEATING | FABGEN | FABRICATION/INSTALLATION RELATED | CLOSE | SECURED/CLOSED | N
HEATING COIL | HEATING COIL | OHE | OVERHEATING | FABGEN | FABRICATION/INSTALLATION RELATED | CONN | CONNECTED | N
HEATING COIL | HEATING COIL | OHE | OVERHEATING | FABGEN | FABRICATION/INSTALLATION RELATED | DISCONN | DISCONNECTED | N
HEATING COIL | HEATING COIL | OHE | OVERHEATING | FABGEN | FABRICATION/INSTALLATION RELATED | LUB | LUBRICATED | Y
HEATING COIL | HEATING COIL | OHE | OVERHEATING | FABGEN | FABRICATION/INSTALLATION RELATED | NOF | NO FAULT FOUND | N
HEATING COIL | HEATING COIL | OHE | OVERHEATING | FABGEN | FABRICATION/INSTALLATION RELATED | OTHER-R | OTHER REMEDY | N
HEATING COIL | HEATING COIL | OHE | OVERHEATING | FABGEN | FABRICATION/INSTALLATION RELATED | OVH | OVERHAULED/REBUILT/REFURBISHED | N
HEATING COIL | HEATING COIL | OHE | OVERHEATING | FABGEN | FABRICATION/INSTALLATION RELATED | PAINT | PAINTED | Y
HEATING COIL | HEATING COIL | OHE | OVERHEATING | FABGEN | FABRICATION/INSTALLATION RELATED | PATCH | PATCHED/PAVED | Y
HEATING COIL | HEATING COIL | OHE | OVERHEATING | FABGEN | FABRICATION/INSTALLATION RELATED | PUMP | PUMPED OUT/EMPTIED | Y
HEATING COIL | HEATING COIL | OHE | OVERHEATING | FABGEN | FABRICATION/INSTALLATION RELATED | REFILL | REFILLED | Y
HEATING COIL | HEATING COIL | OHE | OVERHEATING | FABGEN | FABRICATION/INSTALLATION RELATED | REINS | REINSTALLED | N
HEATING COIL | HEATING COIL | OHE | OVERHEATING | FABGEN | FABRICATION/INSTALLATION RELATED | REMOVE | REMOVED | N
HEATING COIL | HEATING COIL | OHE | OVERHEATING | FABGEN | FABRICATION/INSTALLATION RELATED | REP | REPAIRED/RESTORED/ADJUSTED | N
HEATING COIL | HEATING COIL | OHE | OVERHEATING | FABGEN | FABRICATION/INSTALLATION RELATED | RESEAL | RESEALED/REPACKED | Y
HEATING COIL | HEATING COIL | OHE | OVERHEATING | FABGEN | FABRICATION/INSTALLATION RELATED | RESET | RESET/RESTARTED | Y
HEATING COIL | HEATING COIL | OHE | OVERHEATING | FABGEN | FABRICATION/INSTALLATION RELATED | REWIRE | REWIRED | N
HEATING COIL | HEATING COIL | OHE | OVERHEATING | FABGEN | FABRICATION/INSTALLATION RELATED | RPL | REPLACED | N
HEATING COIL | HEATING COIL | OHE | OVERHEATING | IMPMAT | IMPROPER MATERIAL | MOD | MODIFIED | Y
HEATING COIL | HEATING COIL | OHE | OVERHEATING | IMPMAT | IMPROPER MATERIAL | CLEAN | CLEANED | Y
HEATING COIL | HEATING COIL | OHE | OVERHEATING | IMPMAT | IMPROPER MATERIAL | CLOSE | SECURED/CLOSED | Y
HEATING COIL | HEATING COIL | OHE | OVERHEATING | IMPMAT | IMPROPER MATERIAL | CONN | CONNECTED | Y
HEATING COIL | HEATING COIL | OHE | OVERHEATING | IMPMAT | IMPROPER MATERIAL | DISCONN | DISCONNECTED | Y
HEATING COIL | HEATING COIL | OHE | OVERHEATING | IMPMAT | IMPROPER MATERIAL | LUB | LUBRICATED | Y
HEATING COIL | HEATING COIL | OHE | OVERHEATING | IMPMAT | IMPROPER MATERIAL | NOF | NO FAULT FOUND | Y
HEATING COIL | HEATING COIL | OHE | OVERHEATING | IMPMAT | IMPROPER MATERIAL | OTHER-R | OTHER REMEDY | Y
HEATING COIL | HEATING COIL | OHE | OVERHEATING | IMPMAT | IMPROPER MATERIAL | OVH | OVERHAULED/REBUILT/REFURBISHED | Y
HEATING COIL | HEATING COIL | OHE | OVERHEATING | IMPMAT | IMPROPER MATERIAL | PAINT | PAINTED | Y
HEATING COIL | HEATING COIL | OHE | OVERHEATING | IMPMAT | IMPROPER MATERIAL | PATCH | PATCHED/PAVED | Y
HEATING COIL | HEATING COIL | OHE | OVERHEATING | IMPMAT | IMPROPER MATERIAL | PUMP | PUMPED OUT/EMPTIED | Y
HEATING COIL | HEATING COIL | OHE | OVERHEATING | IMPMAT | IMPROPER MATERIAL | REFILL | REFILLED | Y
HEATING COIL | HEATING COIL | OHE | OVERHEATING | IMPMAT | IMPROPER MATERIAL | REINS | REINSTALLED | Y
HEATING COIL | HEATING COIL | OHE | OVERHEATING | IMPMAT | IMPROPER MATERIAL | REMOVE | REMOVED | Y
HEATING COIL | HEATING COIL | OHE | OVERHEATING | IMPMAT | IMPROPER MATERIAL | REP | REPAIRED/RESTORED/ADJUSTED | Y
HEATING COIL | HEATING COIL | OHE | OVERHEATING | IMPMAT | IMPROPER MATERIAL | RESEAL | RESEALED/REPACKED | Y
HEATING COIL | HEATING COIL | OHE | OVERHEATING | IMPMAT | IMPROPER MATERIAL | RESET | RESET/RESTARTED | Y
HEATING COIL | HEATING COIL | OHE | OVERHEATING | IMPMAT | IMPROPER MATERIAL | REWIRE | REWIRED | Y
HEATING COIL | HEATING COIL | OHE | OVERHEATING | IMPMAT | IMPROPER MATERIAL | RPL | REPLACED | Y
HEATING COIL | HEATING COIL | OHE | OVERHEATING | LEAK | LEAK | MOD | MODIFIED | Y
HEATING COIL | HEATING COIL | OHE | OVERHEATING | LEAK | LEAK | CLEAN | CLEANED | Y
HEATING COIL | HEATING COIL | OHE | OVERHEATING | LEAK | LEAK | CLOSE | SECURED/CLOSED | Y
HEATING COIL | HEATING COIL | OHE | OVERHEATING | LEAK | LEAK | CONN | CONNECTED | Y
HEATING COIL | HEATING COIL | OHE | OVERHEATING | LEAK | LEAK | DISCONN | DISCONNECTED | Y
HEATING COIL | HEATING COIL | OHE | OVERHEATING | LEAK | LEAK | LUB | LUBRICATED | Y
HEATING COIL | HEATING COIL | OHE | OVERHEATING | LEAK | LEAK | NOF | NO FAULT FOUND | Y
HEATING COIL | HEATING COIL | OHE | OVERHEATING | LEAK | LEAK | OTHER-R | OTHER REMEDY | Y
HEATING COIL | HEATING COIL | OHE | OVERHEATING | LEAK | LEAK | OVH | OVERHAULED/REBUILT/REFURBISHED | Y
HEATING COIL | HEATING COIL | OHE | OVERHEATING | LEAK | LEAK | PAINT | PAINTED | Y
HEATING COIL | HEATING COIL | OHE | OVERHEATING | LEAK | LEAK | PATCH | PATCHED/PAVED | Y
HEATING COIL | HEATING COIL | OHE | OVERHEATING | LEAK | LEAK | PUMP | PUMPED OUT/EMPTIED | Y
HEATING COIL | HEATING COIL | OHE | OVERHEATING | LEAK | LEAK | REFILL | REFILLED | Y
HEATING COIL | HEATING COIL | OHE | OVERHEATING | LEAK | LEAK | REINS | REINSTALLED | Y
HEATING COIL | HEATING COIL | OHE | OVERHEATING | LEAK | LEAK | REMOVE | REMOVED | Y
HEATING COIL | HEATING COIL | OHE | OVERHEATING | LEAK | LEAK | REP | REPAIRED/RESTORED/ADJUSTED | Y
HEATING COIL | HEATING COIL | OHE | OVERHEATING | LEAK | LEAK | RESEAL | RESEALED/REPACKED | Y
HEATING COIL | HEATING COIL | OHE | OVERHEATING | LEAK | LEAK | RESET | RESET/RESTARTED | Y
HEATING COIL | HEATING COIL | OHE | OVERHEATING | LEAK | LEAK | REWIRE | REWIRED | Y
HEATING COIL | HEATING COIL | OHE | OVERHEATING | LEAK | LEAK | RPL | REPLACED | Y
HEATING COIL | HEATING COIL | OHE | OVERHEATING | LOOSE | LOOSE/MISALIGNED | MOD | MODIFIED | N
HEATING COIL | HEATING COIL | OHE | OVERHEATING | LOOSE | LOOSE/MISALIGNED | CLEAN | CLEANED | N
HEATING COIL | HEATING COIL | OHE | OVERHEATING | LOOSE | LOOSE/MISALIGNED | CLOSE | SECURED/CLOSED | N
HEATING COIL | HEATING COIL | OHE | OVERHEATING | LOOSE | LOOSE/MISALIGNED | CONN | CONNECTED | N
HEATING COIL | HEATING COIL | OHE | OVERHEATING | LOOSE | LOOSE/MISALIGNED | DISCONN | DISCONNECTED | N
HEATING COIL | HEATING COIL | OHE | OVERHEATING | LOOSE | LOOSE/MISALIGNED | LUB | LUBRICATED | Y
HEATING COIL | HEATING COIL | OHE | OVERHEATING | LOOSE | LOOSE/MISALIGNED | NOF | NO FAULT FOUND | N
HEATING COIL | HEATING COIL | OHE | OVERHEATING | LOOSE | LOOSE/MISALIGNED | OTHER-R | OTHER REMEDY | N
HEATING COIL | HEATING COIL | OHE | OVERHEATING | LOOSE | LOOSE/MISALIGNED | OVH | OVERHAULED/REBUILT/REFURBISHED | N
HEATING COIL | HEATING COIL | OHE | OVERHEATING | LOOSE | LOOSE/MISALIGNED | PAINT | PAINTED | Y
HEATING COIL | HEATING COIL | OHE | OVERHEATING | LOOSE | LOOSE/MISALIGNED | PATCH | PATCHED/PAVED | Y
HEATING COIL | HEATING COIL | OHE | OVERHEATING | LOOSE | LOOSE/MISALIGNED | PUMP | PUMPED OUT/EMPTIED | Y
HEATING COIL | HEATING COIL | OHE | OVERHEATING | LOOSE | LOOSE/MISALIGNED | REFILL | REFILLED | Y
HEATING COIL | HEATING COIL | OHE | OVERHEATING | LOOSE | LOOSE/MISALIGNED | REINS | REINSTALLED | N
HEATING COIL | HEATING COIL | OHE | OVERHEATING | LOOSE | LOOSE/MISALIGNED | REMOVE | REMOVED | N
HEATING COIL | HEATING COIL | OHE | OVERHEATING | LOOSE | LOOSE/MISALIGNED | REP | REPAIRED/RESTORED/ADJUSTED | N
HEATING COIL | HEATING COIL | OHE | OVERHEATING | LOOSE | LOOSE/MISALIGNED | RESEAL | RESEALED/REPACKED | Y
HEATING COIL | HEATING COIL | OHE | OVERHEATING | LOOSE | LOOSE/MISALIGNED | RESET | RESET/RESTARTED | Y
HEATING COIL | HEATING COIL | OHE | OVERHEATING | LOOSE | LOOSE/MISALIGNED | REWIRE | REWIRED | N
HEATING COIL | HEATING COIL | OHE | OVERHEATING | LOOSE | LOOSE/MISALIGNED | RPL | REPLACED | N
HEATING COIL | HEATING COIL | OHE | OVERHEATING | NOCAUSE | NO CAUSE FOUND | MOD | MODIFIED | N
HEATING COIL | HEATING COIL | OHE | OVERHEATING | NOCAUSE | NO CAUSE FOUND | CLEAN | CLEANED | N
HEATING COIL | HEATING COIL | OHE | OVERHEATING | NOCAUSE | NO CAUSE FOUND | CLOSE | SECURED/CLOSED | N
HEATING COIL | HEATING COIL | OHE | OVERHEATING | NOCAUSE | NO CAUSE FOUND | CONN | CONNECTED | N
HEATING COIL | HEATING COIL | OHE | OVERHEATING | NOCAUSE | NO CAUSE FOUND | DISCONN | DISCONNECTED | N
HEATING COIL | HEATING COIL | OHE | OVERHEATING | NOCAUSE | NO CAUSE FOUND | LUB | LUBRICATED | Y
HEATING COIL | HEATING COIL | OHE | OVERHEATING | NOCAUSE | NO CAUSE FOUND | NOF | NO FAULT FOUND | N
HEATING COIL | HEATING COIL | OHE | OVERHEATING | NOCAUSE | NO CAUSE FOUND | OTHER-R | OTHER REMEDY | N
HEATING COIL | HEATING COIL | OHE | OVERHEATING | NOCAUSE | NO CAUSE FOUND | OVH | OVERHAULED/REBUILT/REFURBISHED | N
HEATING COIL | HEATING COIL | OHE | OVERHEATING | NOCAUSE | NO CAUSE FOUND | PAINT | PAINTED | Y
HEATING COIL | HEATING COIL | OHE | OVERHEATING | NOCAUSE | NO CAUSE FOUND | PATCH | PATCHED/PAVED | Y
HEATING COIL | HEATING COIL | OHE | OVERHEATING | NOCAUSE | NO CAUSE FOUND | PUMP | PUMPED OUT/EMPTIED | Y
HEATING COIL | HEATING COIL | OHE | OVERHEATING | NOCAUSE | NO CAUSE FOUND | REFILL | REFILLED | Y
HEATING COIL | HEATING COIL | OHE | OVERHEATING | NOCAUSE | NO CAUSE FOUND | REINS | REINSTALLED | N
HEATING COIL | HEATING COIL | OHE | OVERHEATING | NOCAUSE | NO CAUSE FOUND | REMOVE | REMOVED | N
HEATING COIL | HEATING COIL | OHE | OVERHEATING | NOCAUSE | NO CAUSE FOUND | REP | REPAIRED/RESTORED/ADJUSTED | N
HEATING COIL | HEATING COIL | OHE | OVERHEATING | NOCAUSE | NO CAUSE FOUND | RESEAL | RESEALED/REPACKED | Y
HEATING COIL | HEATING COIL | OHE | OVERHEATING | NOCAUSE | NO CAUSE FOUND | RESET | RESET/RESTARTED | Y
HEATING COIL | HEATING COIL | OHE | OVERHEATING | NOCAUSE | NO CAUSE FOUND | REWIRE | REWIRED | N
HEATING COIL | HEATING COIL | OHE | OVERHEATING | NOCAUSE | NO CAUSE FOUND | RPL | REPLACED | N
HEATING COIL | HEATING COIL | OHE | OVERHEATING | OBSTR | JAMMED/OBSTRUCTED | MOD | MODIFIED | Y
HEATING COIL | HEATING COIL | OHE | OVERHEATING | OBSTR | JAMMED/OBSTRUCTED | CLEAN | CLEANED | Y
HEATING COIL | HEATING COIL | OHE | OVERHEATING | OBSTR | JAMMED/OBSTRUCTED | CLOSE | SECURED/CLOSED | Y
HEATING COIL | HEATING COIL | OHE | OVERHEATING | OBSTR | JAMMED/OBSTRUCTED | CONN | CONNECTED | Y
HEATING COIL | HEATING COIL | OHE | OVERHEATING | OBSTR | JAMMED/OBSTRUCTED | DISCONN | DISCONNECTED | Y
HEATING COIL | HEATING COIL | OHE | OVERHEATING | OBSTR | JAMMED/OBSTRUCTED | LUB | LUBRICATED | Y
HEATING COIL | HEATING COIL | OHE | OVERHEATING | OBSTR | JAMMED/OBSTRUCTED | NOF | NO FAULT FOUND | Y
HEATING COIL | HEATING COIL | OHE | OVERHEATING | OBSTR | JAMMED/OBSTRUCTED | OTHER-R | OTHER REMEDY | Y
HEATING COIL | HEATING COIL | OHE | OVERHEATING | OBSTR | JAMMED/OBSTRUCTED | OVH | OVERHAULED/REBUILT/REFURBISHED | Y
HEATING COIL | HEATING COIL | OHE | OVERHEATING | OBSTR | JAMMED/OBSTRUCTED | PAINT | PAINTED | Y
HEATING COIL | HEATING COIL | OHE | OVERHEATING | OBSTR | JAMMED/OBSTRUCTED | PATCH | PATCHED/PAVED | Y
HEATING COIL | HEATING COIL | OHE | OVERHEATING | OBSTR | JAMMED/OBSTRUCTED | PUMP | PUMPED OUT/EMPTIED | Y
HEATING COIL | HEATING COIL | OHE | OVERHEATING | OBSTR | JAMMED/OBSTRUCTED | REFILL | REFILLED | Y
HEATING COIL | HEATING COIL | OHE | OVERHEATING | OBSTR | JAMMED/OBSTRUCTED | REINS | REINSTALLED | Y
HEATING COIL | HEATING COIL | OHE | OVERHEATING | OBSTR | JAMMED/OBSTRUCTED | REMOVE | REMOVED | Y
HEATING COIL | HEATING COIL | OHE | OVERHEATING | OBSTR | JAMMED/OBSTRUCTED | REP | REPAIRED/RESTORED/ADJUSTED | Y
HEATING COIL | HEATING COIL | OHE | OVERHEATING | OBSTR | JAMMED/OBSTRUCTED | RESEAL | RESEALED/REPACKED | Y
HEATING COIL | HEATING COIL | OHE | OVERHEATING | OBSTR | JAMMED/OBSTRUCTED | RESET | RESET/RESTARTED | Y
HEATING COIL | HEATING COIL | OHE | OVERHEATING | OBSTR | JAMMED/OBSTRUCTED | REWIRE | REWIRED | Y
HEATING COIL | HEATING COIL | OHE | OVERHEATING | OBSTR | JAMMED/OBSTRUCTED | RPL | REPLACED | Y
HEATING COIL | HEATING COIL | OHE | OVERHEATING | OPSERRMTCERR | OPERATIONS/MAINTENANCE RELATED | MOD | MODIFIED | N
HEATING COIL | HEATING COIL | OHE | OVERHEATING | OPSERRMTCERR | OPERATIONS/MAINTENANCE RELATED | CLEAN | CLEANED | N
HEATING COIL | HEATING COIL | OHE | OVERHEATING | OPSERRMTCERR | OPERATIONS/MAINTENANCE RELATED | CLOSE | SECURED/CLOSED | N
HEATING COIL | HEATING COIL | OHE | OVERHEATING | OPSERRMTCERR | OPERATIONS/MAINTENANCE RELATED | CONN | CONNECTED | N
HEATING COIL | HEATING COIL | OHE | OVERHEATING | OPSERRMTCERR | OPERATIONS/MAINTENANCE RELATED | DISCONN | DISCONNECTED | N
HEATING COIL | HEATING COIL | OHE | OVERHEATING | OPSERRMTCERR | OPERATIONS/MAINTENANCE RELATED | LUB | LUBRICATED | Y
HEATING COIL | HEATING COIL | OHE | OVERHEATING | OPSERRMTCERR | OPERATIONS/MAINTENANCE RELATED | NOF | NO FAULT FOUND | N
HEATING COIL | HEATING COIL | OHE | OVERHEATING | OPSERRMTCERR | OPERATIONS/MAINTENANCE RELATED | OTHER-R | OTHER REMEDY | N
HEATING COIL | HEATING COIL | OHE | OVERHEATING | OPSERRMTCERR | OPERATIONS/MAINTENANCE RELATED | OVH | OVERHAULED/REBUILT/REFURBISHED | N
HEATING COIL | HEATING COIL | OHE | OVERHEATING | OPSERRMTCERR | OPERATIONS/MAINTENANCE RELATED | PAINT | PAINTED | Y
HEATING COIL | HEATING COIL | OHE | OVERHEATING | OPSERRMTCERR | OPERATIONS/MAINTENANCE RELATED | PATCH | PATCHED/PAVED | Y
HEATING COIL | HEATING COIL | OHE | OVERHEATING | OPSERRMTCERR | OPERATIONS/MAINTENANCE RELATED | PUMP | PUMPED OUT/EMPTIED | Y
HEATING COIL | HEATING COIL | OHE | OVERHEATING | OPSERRMTCERR | OPERATIONS/MAINTENANCE RELATED | REFILL | REFILLED | Y
HEATING COIL | HEATING COIL | OHE | OVERHEATING | OPSERRMTCERR | OPERATIONS/MAINTENANCE RELATED | REINS | REINSTALLED | N
HEATING COIL | HEATING COIL | OHE | OVERHEATING | OPSERRMTCERR | OPERATIONS/MAINTENANCE RELATED | REMOVE | REMOVED | N
HEATING COIL | HEATING COIL | OHE | OVERHEATING | OPSERRMTCERR | OPERATIONS/MAINTENANCE RELATED | REP | REPAIRED/RESTORED/ADJUSTED | N
HEATING COIL | HEATING COIL | OHE | OVERHEATING | OPSERRMTCERR | OPERATIONS/MAINTENANCE RELATED | RESEAL | RESEALED/REPACKED | Y
HEATING COIL | HEATING COIL | OHE | OVERHEATING | OPSERRMTCERR | OPERATIONS/MAINTENANCE RELATED | RESET | RESET/RESTARTED | Y
HEATING COIL | HEATING COIL | OHE | OVERHEATING | OPSERRMTCERR | OPERATIONS/MAINTENANCE RELATED | REWIRE | REWIRED | N
HEATING COIL | HEATING COIL | OHE | OVERHEATING | OPSERRMTCERR | OPERATIONS/MAINTENANCE RELATED | RPL | REPLACED | N
HEATING COIL | HEATING COIL | OHE | OVERHEATING | OTHER-C | OTHER CAUSE | MOD | MODIFIED | N
HEATING COIL | HEATING COIL | OHE | OVERHEATING | OTHER-C | OTHER CAUSE | CLEAN | CLEANED | N
HEATING COIL | HEATING COIL | OHE | OVERHEATING | OTHER-C | OTHER CAUSE | CLOSE | SECURED/CLOSED | N
HEATING COIL | HEATING COIL | OHE | OVERHEATING | OTHER-C | OTHER CAUSE | CONN | CONNECTED | N
HEATING COIL | HEATING COIL | OHE | OVERHEATING | OTHER-C | OTHER CAUSE | DISCONN | DISCONNECTED | N
HEATING COIL | HEATING COIL | OHE | OVERHEATING | OTHER-C | OTHER CAUSE | LUB | LUBRICATED | Y
HEATING COIL | HEATING COIL | OHE | OVERHEATING | OTHER-C | OTHER CAUSE | NOF | NO FAULT FOUND | N
HEATING COIL | HEATING COIL | OHE | OVERHEATING | OTHER-C | OTHER CAUSE | OTHER-R | OTHER REMEDY | N
HEATING COIL | HEATING COIL | OHE | OVERHEATING | OTHER-C | OTHER CAUSE | OVH | OVERHAULED/REBUILT/REFURBISHED | N
HEATING COIL | HEATING COIL | OHE | OVERHEATING | OTHER-C | OTHER CAUSE | PAINT | PAINTED | Y
HEATING COIL | HEATING COIL | OHE | OVERHEATING | OTHER-C | OTHER CAUSE | PATCH | PATCHED/PAVED | Y
HEATING COIL | HEATING COIL | OHE | OVERHEATING | OTHER-C | OTHER CAUSE | PUMP | PUMPED OUT/EMPTIED | Y
HEATING COIL | HEATING COIL | OHE | OVERHEATING | OTHER-C | OTHER CAUSE | REFILL | REFILLED | Y
HEATING COIL | HEATING COIL | OHE | OVERHEATING | OTHER-C | OTHER CAUSE | REINS | REINSTALLED | N
HEATING COIL | HEATING COIL | OHE | OVERHEATING | OTHER-C | OTHER CAUSE | REMOVE | REMOVED | N
HEATING COIL | HEATING COIL | OHE | OVERHEATING | OTHER-C | OTHER CAUSE | REP | REPAIRED/RESTORED/ADJUSTED | N
HEATING COIL | HEATING COIL | OHE | OVERHEATING | OTHER-C | OTHER CAUSE | RESEAL | RESEALED/REPACKED | Y
HEATING COIL | HEATING COIL | OHE | OVERHEATING | OTHER-C | OTHER CAUSE | RESET | RESET/RESTARTED | Y
HEATING COIL | HEATING COIL | OHE | OVERHEATING | OTHER-C | OTHER CAUSE | REWIRE | REWIRED | N
HEATING COIL | HEATING COIL | OHE | OVERHEATING | OTHER-C | OTHER CAUSE | RPL | REPLACED | N
HEATING COIL | HEATING COIL | OHE | OVERHEATING | POWERSUP | POWER SUPPLY | MOD | MODIFIED | N
HEATING COIL | HEATING COIL | OHE | OVERHEATING | POWERSUP | POWER SUPPLY | CLEAN | CLEANED | N
HEATING COIL | HEATING COIL | OHE | OVERHEATING | POWERSUP | POWER SUPPLY | CLOSE | SECURED/CLOSED | N
HEATING COIL | HEATING COIL | OHE | OVERHEATING | POWERSUP | POWER SUPPLY | CONN | CONNECTED | N
HEATING COIL | HEATING COIL | OHE | OVERHEATING | POWERSUP | POWER SUPPLY | DISCONN | DISCONNECTED | N
HEATING COIL | HEATING COIL | OHE | OVERHEATING | POWERSUP | POWER SUPPLY | LUB | LUBRICATED | Y
HEATING COIL | HEATING COIL | OHE | OVERHEATING | POWERSUP | POWER SUPPLY | NOF | NO FAULT FOUND | N
HEATING COIL | HEATING COIL | OHE | OVERHEATING | POWERSUP | POWER SUPPLY | OTHER-R | OTHER REMEDY | N
HEATING COIL | HEATING COIL | OHE | OVERHEATING | POWERSUP | POWER SUPPLY | OVH | OVERHAULED/REBUILT/REFURBISHED | N
HEATING COIL | HEATING COIL | OHE | OVERHEATING | POWERSUP | POWER SUPPLY | PAINT | PAINTED | Y
HEATING COIL | HEATING COIL | OHE | OVERHEATING | POWERSUP | POWER SUPPLY | PATCH | PATCHED/PAVED | Y
HEATING COIL | HEATING COIL | OHE | OVERHEATING | POWERSUP | POWER SUPPLY | PUMP | PUMPED OUT/EMPTIED | Y
HEATING COIL | HEATING COIL | OHE | OVERHEATING | POWERSUP | POWER SUPPLY | REFILL | REFILLED | Y
HEATING COIL | HEATING COIL | OHE | OVERHEATING | POWERSUP | POWER SUPPLY | REINS | REINSTALLED | N
HEATING COIL | HEATING COIL | OHE | OVERHEATING | POWERSUP | POWER SUPPLY | REMOVE | REMOVED | N
HEATING COIL | HEATING COIL | OHE | OVERHEATING | POWERSUP | POWER SUPPLY | REP | REPAIRED/RESTORED/ADJUSTED | N
HEATING COIL | HEATING COIL | OHE | OVERHEATING | POWERSUP | POWER SUPPLY | RESEAL | RESEALED/REPACKED | Y
HEATING COIL | HEATING COIL | OHE | OVERHEATING | POWERSUP | POWER SUPPLY | RESET | RESET/RESTARTED | Y
HEATING COIL | HEATING COIL | OHE | OVERHEATING | POWERSUP | POWER SUPPLY | REWIRE | REWIRED | N
HEATING COIL | HEATING COIL | OHE | OVERHEATING | POWERSUP | POWER SUPPLY | RPL | REPLACED | N
HEATING COIL | HEATING COIL | OHE | OVERHEATING | SENSOR | FAULTY SENSOR | MOD | MODIFIED | Y
HEATING COIL | HEATING COIL | OHE | OVERHEATING | SENSOR | FAULTY SENSOR | CLEAN | CLEANED | Y
HEATING COIL | HEATING COIL | OHE | OVERHEATING | SENSOR | FAULTY SENSOR | CLOSE | SECURED/CLOSED | Y
HEATING COIL | HEATING COIL | OHE | OVERHEATING | SENSOR | FAULTY SENSOR | CONN | CONNECTED | Y
HEATING COIL | HEATING COIL | OHE | OVERHEATING | SENSOR | FAULTY SENSOR | DISCONN | DISCONNECTED | Y
HEATING COIL | HEATING COIL | OHE | OVERHEATING | SENSOR | FAULTY SENSOR | LUB | LUBRICATED | Y
HEATING COIL | HEATING COIL | OHE | OVERHEATING | SENSOR | FAULTY SENSOR | NOF | NO FAULT FOUND | Y
HEATING COIL | HEATING COIL | OHE | OVERHEATING | SENSOR | FAULTY SENSOR | OTHER-R | OTHER REMEDY | Y
HEATING COIL | HEATING COIL | OHE | OVERHEATING | SENSOR | FAULTY SENSOR | OVH | OVERHAULED/REBUILT/REFURBISHED | Y
HEATING COIL | HEATING COIL | OHE | OVERHEATING | SENSOR | FAULTY SENSOR | PAINT | PAINTED | Y
HEATING COIL | HEATING COIL | OHE | OVERHEATING | SENSOR | FAULTY SENSOR | PATCH | PATCHED/PAVED | Y
HEATING COIL | HEATING COIL | OHE | OVERHEATING | SENSOR | FAULTY SENSOR | PUMP | PUMPED OUT/EMPTIED | Y
HEATING COIL | HEATING COIL | OHE | OVERHEATING | SENSOR | FAULTY SENSOR | REFILL | REFILLED | Y
HEATING COIL | HEATING COIL | OHE | OVERHEATING | SENSOR | FAULTY SENSOR | REINS | REINSTALLED | Y
HEATING COIL | HEATING COIL | OHE | OVERHEATING | SENSOR | FAULTY SENSOR | REMOVE | REMOVED | Y
HEATING COIL | HEATING COIL | OHE | OVERHEATING | SENSOR | FAULTY SENSOR | REP | REPAIRED/RESTORED/ADJUSTED | Y
HEATING COIL | HEATING COIL | OHE | OVERHEATING | SENSOR | FAULTY SENSOR | RESEAL | RESEALED/REPACKED | Y
HEATING COIL | HEATING COIL | OHE | OVERHEATING | SENSOR | FAULTY SENSOR | RESET | RESET/RESTARTED | Y
HEATING COIL | HEATING COIL | OHE | OVERHEATING | SENSOR | FAULTY SENSOR | REWIRE | REWIRED | Y
HEATING COIL | HEATING COIL | OHE | OVERHEATING | SENSOR | FAULTY SENSOR | RPL | REPLACED | Y
HEATING COIL | HEATING COIL | OPS | STOPPED/SLOWED/POOR OPS | BREAKTRP | BREAKER TRIP | MOD | MODIFIED | N
HEATING COIL | HEATING COIL | OPS | STOPPED/SLOWED/POOR OPS | BREAKTRP | BREAKER TRIP | CLEAN | CLEANED | N
HEATING COIL | HEATING COIL | OPS | STOPPED/SLOWED/POOR OPS | BREAKTRP | BREAKER TRIP | CLOSE | SECURED/CLOSED | N
HEATING COIL | HEATING COIL | OPS | STOPPED/SLOWED/POOR OPS | BREAKTRP | BREAKER TRIP | CONN | CONNECTED | N
HEATING COIL | HEATING COIL | OPS | STOPPED/SLOWED/POOR OPS | BREAKTRP | BREAKER TRIP | DISCONN | DISCONNECTED | N
HEATING COIL | HEATING COIL | OPS | STOPPED/SLOWED/POOR OPS | BREAKTRP | BREAKER TRIP | LUB | LUBRICATED | Y
HEATING COIL | HEATING COIL | OPS | STOPPED/SLOWED/POOR OPS | BREAKTRP | BREAKER TRIP | NOF | NO FAULT FOUND | N
HEATING COIL | HEATING COIL | OPS | STOPPED/SLOWED/POOR OPS | BREAKTRP | BREAKER TRIP | OTHER-R | OTHER REMEDY | N
HEATING COIL | HEATING COIL | OPS | STOPPED/SLOWED/POOR OPS | BREAKTRP | BREAKER TRIP | OVH | OVERHAULED/REBUILT/REFURBISHED | N
HEATING COIL | HEATING COIL | OPS | STOPPED/SLOWED/POOR OPS | BREAKTRP | BREAKER TRIP | PAINT | PAINTED | Y
HEATING COIL | HEATING COIL | OPS | STOPPED/SLOWED/POOR OPS | BREAKTRP | BREAKER TRIP | PATCH | PATCHED/PAVED | Y
HEATING COIL | HEATING COIL | OPS | STOPPED/SLOWED/POOR OPS | BREAKTRP | BREAKER TRIP | PUMP | PUMPED OUT/EMPTIED | Y
HEATING COIL | HEATING COIL | OPS | STOPPED/SLOWED/POOR OPS | BREAKTRP | BREAKER TRIP | REFILL | REFILLED | Y
HEATING COIL | HEATING COIL | OPS | STOPPED/SLOWED/POOR OPS | BREAKTRP | BREAKER TRIP | REINS | REINSTALLED | N
HEATING COIL | HEATING COIL | OPS | STOPPED/SLOWED/POOR OPS | BREAKTRP | BREAKER TRIP | REMOVE | REMOVED | N
HEATING COIL | HEATING COIL | OPS | STOPPED/SLOWED/POOR OPS | BREAKTRP | BREAKER TRIP | REP | REPAIRED/RESTORED/ADJUSTED | N
HEATING COIL | HEATING COIL | OPS | STOPPED/SLOWED/POOR OPS | BREAKTRP | BREAKER TRIP | RESEAL | RESEALED/REPACKED | Y
HEATING COIL | HEATING COIL | OPS | STOPPED/SLOWED/POOR OPS | BREAKTRP | BREAKER TRIP | RESET | RESET/RESTARTED | Y
HEATING COIL | HEATING COIL | OPS | STOPPED/SLOWED/POOR OPS | BREAKTRP | BREAKER TRIP | REWIRE | REWIRED | N
HEATING COIL | HEATING COIL | OPS | STOPPED/SLOWED/POOR OPS | BREAKTRP | BREAKER TRIP | RPL | REPLACED | N
HEATING COIL | HEATING COIL | OPS | STOPPED/SLOWED/POOR OPS | CORROSION | RUST/CORROSION | MOD | MODIFIED | N
HEATING COIL | HEATING COIL | OPS | STOPPED/SLOWED/POOR OPS | CORROSION | RUST/CORROSION | CLEAN | CLEANED | N
HEATING COIL | HEATING COIL | OPS | STOPPED/SLOWED/POOR OPS | CORROSION | RUST/CORROSION | CLOSE | SECURED/CLOSED | N
HEATING COIL | HEATING COIL | OPS | STOPPED/SLOWED/POOR OPS | CORROSION | RUST/CORROSION | CONN | CONNECTED | N
HEATING COIL | HEATING COIL | OPS | STOPPED/SLOWED/POOR OPS | CORROSION | RUST/CORROSION | DISCONN | DISCONNECTED | N
HEATING COIL | HEATING COIL | OPS | STOPPED/SLOWED/POOR OPS | CORROSION | RUST/CORROSION | LUB | LUBRICATED | Y
HEATING COIL | HEATING COIL | OPS | STOPPED/SLOWED/POOR OPS | CORROSION | RUST/CORROSION | NOF | NO FAULT FOUND | N
HEATING COIL | HEATING COIL | OPS | STOPPED/SLOWED/POOR OPS | CORROSION | RUST/CORROSION | OTHER-R | OTHER REMEDY | N
HEATING COIL | HEATING COIL | OPS | STOPPED/SLOWED/POOR OPS | CORROSION | RUST/CORROSION | OVH | OVERHAULED/REBUILT/REFURBISHED | N
HEATING COIL | HEATING COIL | OPS | STOPPED/SLOWED/POOR OPS | CORROSION | RUST/CORROSION | PAINT | PAINTED | Y
HEATING COIL | HEATING COIL | OPS | STOPPED/SLOWED/POOR OPS | CORROSION | RUST/CORROSION | PATCH | PATCHED/PAVED | Y
HEATING COIL | HEATING COIL | OPS | STOPPED/SLOWED/POOR OPS | CORROSION | RUST/CORROSION | PUMP | PUMPED OUT/EMPTIED | Y
HEATING COIL | HEATING COIL | OPS | STOPPED/SLOWED/POOR OPS | CORROSION | RUST/CORROSION | REFILL | REFILLED | Y
HEATING COIL | HEATING COIL | OPS | STOPPED/SLOWED/POOR OPS | CORROSION | RUST/CORROSION | REINS | REINSTALLED | N
HEATING COIL | HEATING COIL | OPS | STOPPED/SLOWED/POOR OPS | CORROSION | RUST/CORROSION | REMOVE | REMOVED | N
HEATING COIL | HEATING COIL | OPS | STOPPED/SLOWED/POOR OPS | CORROSION | RUST/CORROSION | REP | REPAIRED/RESTORED/ADJUSTED | N
HEATING COIL | HEATING COIL | OPS | STOPPED/SLOWED/POOR OPS | CORROSION | RUST/CORROSION | RESEAL | RESEALED/REPACKED | Y
HEATING COIL | HEATING COIL | OPS | STOPPED/SLOWED/POOR OPS | CORROSION | RUST/CORROSION | RESET | RESET/RESTARTED | Y
HEATING COIL | HEATING COIL | OPS | STOPPED/SLOWED/POOR OPS | CORROSION | RUST/CORROSION | REWIRE | REWIRED | N
HEATING COIL | HEATING COIL | OPS | STOPPED/SLOWED/POOR OPS | CORROSION | RUST/CORROSION | RPL | REPLACED | N
HEATING COIL | HEATING COIL | OPS | STOPPED/SLOWED/POOR OPS | DAMAGE | DAMAGED/BROKEN | MOD | MODIFIED | N
HEATING COIL | HEATING COIL | OPS | STOPPED/SLOWED/POOR OPS | DAMAGE | DAMAGED/BROKEN | CLEAN | CLEANED | N
HEATING COIL | HEATING COIL | OPS | STOPPED/SLOWED/POOR OPS | DAMAGE | DAMAGED/BROKEN | CLOSE | SECURED/CLOSED | N
HEATING COIL | HEATING COIL | OPS | STOPPED/SLOWED/POOR OPS | DAMAGE | DAMAGED/BROKEN | CONN | CONNECTED | N
HEATING COIL | HEATING COIL | OPS | STOPPED/SLOWED/POOR OPS | DAMAGE | DAMAGED/BROKEN | DISCONN | DISCONNECTED | N
HEATING COIL | HEATING COIL | OPS | STOPPED/SLOWED/POOR OPS | DAMAGE | DAMAGED/BROKEN | LUB | LUBRICATED | Y
HEATING COIL | HEATING COIL | OPS | STOPPED/SLOWED/POOR OPS | DAMAGE | DAMAGED/BROKEN | NOF | NO FAULT FOUND | N
HEATING COIL | HEATING COIL | OPS | STOPPED/SLOWED/POOR OPS | DAMAGE | DAMAGED/BROKEN | OTHER-R | OTHER REMEDY | N
HEATING COIL | HEATING COIL | OPS | STOPPED/SLOWED/POOR OPS | DAMAGE | DAMAGED/BROKEN | OVH | OVERHAULED/REBUILT/REFURBISHED | N
HEATING COIL | HEATING COIL | OPS | STOPPED/SLOWED/POOR OPS | DAMAGE | DAMAGED/BROKEN | PAINT | PAINTED | Y
HEATING COIL | HEATING COIL | OPS | STOPPED/SLOWED/POOR OPS | DAMAGE | DAMAGED/BROKEN | PATCH | PATCHED/PAVED | Y
HEATING COIL | HEATING COIL | OPS | STOPPED/SLOWED/POOR OPS | DAMAGE | DAMAGED/BROKEN | PUMP | PUMPED OUT/EMPTIED | Y
HEATING COIL | HEATING COIL | OPS | STOPPED/SLOWED/POOR OPS | DAMAGE | DAMAGED/BROKEN | REFILL | REFILLED | Y
HEATING COIL | HEATING COIL | OPS | STOPPED/SLOWED/POOR OPS | DAMAGE | DAMAGED/BROKEN | REINS | REINSTALLED | N
HEATING COIL | HEATING COIL | OPS | STOPPED/SLOWED/POOR OPS | DAMAGE | DAMAGED/BROKEN | REMOVE | REMOVED | N
HEATING COIL | HEATING COIL | OPS | STOPPED/SLOWED/POOR OPS | DAMAGE | DAMAGED/BROKEN | REP | REPAIRED/RESTORED/ADJUSTED | N
HEATING COIL | HEATING COIL | OPS | STOPPED/SLOWED/POOR OPS | DAMAGE | DAMAGED/BROKEN | RESEAL | RESEALED/REPACKED | Y
HEATING COIL | HEATING COIL | OPS | STOPPED/SLOWED/POOR OPS | DAMAGE | DAMAGED/BROKEN | RESET | RESET/RESTARTED | Y
HEATING COIL | HEATING COIL | OPS | STOPPED/SLOWED/POOR OPS | DAMAGE | DAMAGED/BROKEN | REWIRE | REWIRED | N
HEATING COIL | HEATING COIL | OPS | STOPPED/SLOWED/POOR OPS | DAMAGE | DAMAGED/BROKEN | RPL | REPLACED | N
HEATING COIL | HEATING COIL | OPS | STOPPED/SLOWED/POOR OPS | DESGEN | DESIGN RELATED | MOD | MODIFIED | N
HEATING COIL | HEATING COIL | OPS | STOPPED/SLOWED/POOR OPS | DESGEN | DESIGN RELATED | CLEAN | CLEANED | N
HEATING COIL | HEATING COIL | OPS | STOPPED/SLOWED/POOR OPS | DESGEN | DESIGN RELATED | CLOSE | SECURED/CLOSED | N
HEATING COIL | HEATING COIL | OPS | STOPPED/SLOWED/POOR OPS | DESGEN | DESIGN RELATED | CONN | CONNECTED | N
HEATING COIL | HEATING COIL | OPS | STOPPED/SLOWED/POOR OPS | DESGEN | DESIGN RELATED | DISCONN | DISCONNECTED | N
HEATING COIL | HEATING COIL | OPS | STOPPED/SLOWED/POOR OPS | DESGEN | DESIGN RELATED | LUB | LUBRICATED | Y
HEATING COIL | HEATING COIL | OPS | STOPPED/SLOWED/POOR OPS | DESGEN | DESIGN RELATED | NOF | NO FAULT FOUND | N
HEATING COIL | HEATING COIL | OPS | STOPPED/SLOWED/POOR OPS | DESGEN | DESIGN RELATED | OTHER-R | OTHER REMEDY | N
HEATING COIL | HEATING COIL | OPS | STOPPED/SLOWED/POOR OPS | DESGEN | DESIGN RELATED | OVH | OVERHAULED/REBUILT/REFURBISHED | N
HEATING COIL | HEATING COIL | OPS | STOPPED/SLOWED/POOR OPS | DESGEN | DESIGN RELATED | PAINT | PAINTED | Y
HEATING COIL | HEATING COIL | OPS | STOPPED/SLOWED/POOR OPS | DESGEN | DESIGN RELATED | PATCH | PATCHED/PAVED | Y
HEATING COIL | HEATING COIL | OPS | STOPPED/SLOWED/POOR OPS | DESGEN | DESIGN RELATED | PUMP | PUMPED OUT/EMPTIED | Y
HEATING COIL | HEATING COIL | OPS | STOPPED/SLOWED/POOR OPS | DESGEN | DESIGN RELATED | REFILL | REFILLED | Y
HEATING COIL | HEATING COIL | OPS | STOPPED/SLOWED/POOR OPS | DESGEN | DESIGN RELATED | REINS | REINSTALLED | N
HEATING COIL | HEATING COIL | OPS | STOPPED/SLOWED/POOR OPS | DESGEN | DESIGN RELATED | REMOVE | REMOVED | N
HEATING COIL | HEATING COIL | OPS | STOPPED/SLOWED/POOR OPS | DESGEN | DESIGN RELATED | REP | REPAIRED/RESTORED/ADJUSTED | N
HEATING COIL | HEATING COIL | OPS | STOPPED/SLOWED/POOR OPS | DESGEN | DESIGN RELATED | RESEAL | RESEALED/REPACKED | Y
HEATING COIL | HEATING COIL | OPS | STOPPED/SLOWED/POOR OPS | DESGEN | DESIGN RELATED | RESET | RESET/RESTARTED | Y
HEATING COIL | HEATING COIL | OPS | STOPPED/SLOWED/POOR OPS | DESGEN | DESIGN RELATED | REWIRE | REWIRED | N
HEATING COIL | HEATING COIL | OPS | STOPPED/SLOWED/POOR OPS | DESGEN | DESIGN RELATED | RPL | REPLACED | N
HEATING COIL | HEATING COIL | OPS | STOPPED/SLOWED/POOR OPS | DIRTY | DIRTY | MOD | MODIFIED | N
HEATING COIL | HEATING COIL | OPS | STOPPED/SLOWED/POOR OPS | DIRTY | DIRTY | CLEAN | CLEANED | N
HEATING COIL | HEATING COIL | OPS | STOPPED/SLOWED/POOR OPS | DIRTY | DIRTY | CLOSE | SECURED/CLOSED | N
HEATING COIL | HEATING COIL | OPS | STOPPED/SLOWED/POOR OPS | DIRTY | DIRTY | CONN | CONNECTED | N
HEATING COIL | HEATING COIL | OPS | STOPPED/SLOWED/POOR OPS | DIRTY | DIRTY | DISCONN | DISCONNECTED | N
HEATING COIL | HEATING COIL | OPS | STOPPED/SLOWED/POOR OPS | DIRTY | DIRTY | LUB | LUBRICATED | Y
HEATING COIL | HEATING COIL | OPS | STOPPED/SLOWED/POOR OPS | DIRTY | DIRTY | NOF | NO FAULT FOUND | N
HEATING COIL | HEATING COIL | OPS | STOPPED/SLOWED/POOR OPS | DIRTY | DIRTY | OTHER-R | OTHER REMEDY | N
HEATING COIL | HEATING COIL | OPS | STOPPED/SLOWED/POOR OPS | DIRTY | DIRTY | OVH | OVERHAULED/REBUILT/REFURBISHED | N
HEATING COIL | HEATING COIL | OPS | STOPPED/SLOWED/POOR OPS | DIRTY | DIRTY | PAINT | PAINTED | Y
HEATING COIL | HEATING COIL | OPS | STOPPED/SLOWED/POOR OPS | DIRTY | DIRTY | PATCH | PATCHED/PAVED | Y
HEATING COIL | HEATING COIL | OPS | STOPPED/SLOWED/POOR OPS | DIRTY | DIRTY | PUMP | PUMPED OUT/EMPTIED | Y
HEATING COIL | HEATING COIL | OPS | STOPPED/SLOWED/POOR OPS | DIRTY | DIRTY | REFILL | REFILLED | Y
HEATING COIL | HEATING COIL | OPS | STOPPED/SLOWED/POOR OPS | DIRTY | DIRTY | REINS | REINSTALLED | N
HEATING COIL | HEATING COIL | OPS | STOPPED/SLOWED/POOR OPS | DIRTY | DIRTY | REMOVE | REMOVED | N
HEATING COIL | HEATING COIL | OPS | STOPPED/SLOWED/POOR OPS | DIRTY | DIRTY | REP | REPAIRED/RESTORED/ADJUSTED | N
HEATING COIL | HEATING COIL | OPS | STOPPED/SLOWED/POOR OPS | DIRTY | DIRTY | RESEAL | RESEALED/REPACKED | Y
HEATING COIL | HEATING COIL | OPS | STOPPED/SLOWED/POOR OPS | DIRTY | DIRTY | RESET | RESET/RESTARTED | Y
HEATING COIL | HEATING COIL | OPS | STOPPED/SLOWED/POOR OPS | DIRTY | DIRTY | REWIRE | REWIRED | N
HEATING COIL | HEATING COIL | OPS | STOPPED/SLOWED/POOR OPS | DIRTY | DIRTY | RPL | REPLACED | N
HEATING COIL | HEATING COIL | OPS | STOPPED/SLOWED/POOR OPS | EXPWT | EXPECTED WEAR AND TEAR | MOD | MODIFIED | N
HEATING COIL | HEATING COIL | OPS | STOPPED/SLOWED/POOR OPS | EXPWT | EXPECTED WEAR AND TEAR | CLEAN | CLEANED | N
HEATING COIL | HEATING COIL | OPS | STOPPED/SLOWED/POOR OPS | EXPWT | EXPECTED WEAR AND TEAR | CLOSE | SECURED/CLOSED | N
HEATING COIL | HEATING COIL | OPS | STOPPED/SLOWED/POOR OPS | EXPWT | EXPECTED WEAR AND TEAR | CONN | CONNECTED | N
HEATING COIL | HEATING COIL | OPS | STOPPED/SLOWED/POOR OPS | EXPWT | EXPECTED WEAR AND TEAR | DISCONN | DISCONNECTED | N
HEATING COIL | HEATING COIL | OPS | STOPPED/SLOWED/POOR OPS | EXPWT | EXPECTED WEAR AND TEAR | LUB | LUBRICATED | Y
HEATING COIL | HEATING COIL | OPS | STOPPED/SLOWED/POOR OPS | EXPWT | EXPECTED WEAR AND TEAR | NOF | NO FAULT FOUND | N
HEATING COIL | HEATING COIL | OPS | STOPPED/SLOWED/POOR OPS | EXPWT | EXPECTED WEAR AND TEAR | OTHER-R | OTHER REMEDY | N
HEATING COIL | HEATING COIL | OPS | STOPPED/SLOWED/POOR OPS | EXPWT | EXPECTED WEAR AND TEAR | OVH | OVERHAULED/REBUILT/REFURBISHED | N
HEATING COIL | HEATING COIL | OPS | STOPPED/SLOWED/POOR OPS | EXPWT | EXPECTED WEAR AND TEAR | PAINT | PAINTED | Y
HEATING COIL | HEATING COIL | OPS | STOPPED/SLOWED/POOR OPS | EXPWT | EXPECTED WEAR AND TEAR | PATCH | PATCHED/PAVED | Y
HEATING COIL | HEATING COIL | OPS | STOPPED/SLOWED/POOR OPS | EXPWT | EXPECTED WEAR AND TEAR | PUMP | PUMPED OUT/EMPTIED | Y
HEATING COIL | HEATING COIL | OPS | STOPPED/SLOWED/POOR OPS | EXPWT | EXPECTED WEAR AND TEAR | REFILL | REFILLED | Y
HEATING COIL | HEATING COIL | OPS | STOPPED/SLOWED/POOR OPS | EXPWT | EXPECTED WEAR AND TEAR | REINS | REINSTALLED | N
HEATING COIL | HEATING COIL | OPS | STOPPED/SLOWED/POOR OPS | EXPWT | EXPECTED WEAR AND TEAR | REMOVE | REMOVED | N
HEATING COIL | HEATING COIL | OPS | STOPPED/SLOWED/POOR OPS | EXPWT | EXPECTED WEAR AND TEAR | REP | REPAIRED/RESTORED/ADJUSTED | N
HEATING COIL | HEATING COIL | OPS | STOPPED/SLOWED/POOR OPS | EXPWT | EXPECTED WEAR AND TEAR | RESEAL | RESEALED/REPACKED | Y
HEATING COIL | HEATING COIL | OPS | STOPPED/SLOWED/POOR OPS | EXPWT | EXPECTED WEAR AND TEAR | RESET | RESET/RESTARTED | Y
HEATING COIL | HEATING COIL | OPS | STOPPED/SLOWED/POOR OPS | EXPWT | EXPECTED WEAR AND TEAR | REWIRE | REWIRED | N
HEATING COIL | HEATING COIL | OPS | STOPPED/SLOWED/POOR OPS | EXPWT | EXPECTED WEAR AND TEAR | RPL | REPLACED | N
HEATING COIL | HEATING COIL | OPS | STOPPED/SLOWED/POOR OPS | FABGEN | FABRICATION/INSTALLATION RELATED | MOD | MODIFIED | N
HEATING COIL | HEATING COIL | OPS | STOPPED/SLOWED/POOR OPS | FABGEN | FABRICATION/INSTALLATION RELATED | CLEAN | CLEANED | N
HEATING COIL | HEATING COIL | OPS | STOPPED/SLOWED/POOR OPS | FABGEN | FABRICATION/INSTALLATION RELATED | CLOSE | SECURED/CLOSED | N
HEATING COIL | HEATING COIL | OPS | STOPPED/SLOWED/POOR OPS | FABGEN | FABRICATION/INSTALLATION RELATED | CONN | CONNECTED | N
HEATING COIL | HEATING COIL | OPS | STOPPED/SLOWED/POOR OPS | FABGEN | FABRICATION/INSTALLATION RELATED | DISCONN | DISCONNECTED | N
HEATING COIL | HEATING COIL | OPS | STOPPED/SLOWED/POOR OPS | FABGEN | FABRICATION/INSTALLATION RELATED | LUB | LUBRICATED | Y
HEATING COIL | HEATING COIL | OPS | STOPPED/SLOWED/POOR OPS | FABGEN | FABRICATION/INSTALLATION RELATED | NOF | NO FAULT FOUND | N
HEATING COIL | HEATING COIL | OPS | STOPPED/SLOWED/POOR OPS | FABGEN | FABRICATION/INSTALLATION RELATED | OTHER-R | OTHER REMEDY | N
HEATING COIL | HEATING COIL | OPS | STOPPED/SLOWED/POOR OPS | FABGEN | FABRICATION/INSTALLATION RELATED | OVH | OVERHAULED/REBUILT/REFURBISHED | N
HEATING COIL | HEATING COIL | OPS | STOPPED/SLOWED/POOR OPS | FABGEN | FABRICATION/INSTALLATION RELATED | PAINT | PAINTED | Y
HEATING COIL | HEATING COIL | OPS | STOPPED/SLOWED/POOR OPS | FABGEN | FABRICATION/INSTALLATION RELATED | PATCH | PATCHED/PAVED | Y
HEATING COIL | HEATING COIL | OPS | STOPPED/SLOWED/POOR OPS | FABGEN | FABRICATION/INSTALLATION RELATED | PUMP | PUMPED OUT/EMPTIED | Y
HEATING COIL | HEATING COIL | OPS | STOPPED/SLOWED/POOR OPS | FABGEN | FABRICATION/INSTALLATION RELATED | REFILL | REFILLED | Y
HEATING COIL | HEATING COIL | OPS | STOPPED/SLOWED/POOR OPS | FABGEN | FABRICATION/INSTALLATION RELATED | REINS | REINSTALLED | N
HEATING COIL | HEATING COIL | OPS | STOPPED/SLOWED/POOR OPS | FABGEN | FABRICATION/INSTALLATION RELATED | REMOVE | REMOVED | N
HEATING COIL | HEATING COIL | OPS | STOPPED/SLOWED/POOR OPS | FABGEN | FABRICATION/INSTALLATION RELATED | REP | REPAIRED/RESTORED/ADJUSTED | N
HEATING COIL | HEATING COIL | OPS | STOPPED/SLOWED/POOR OPS | FABGEN | FABRICATION/INSTALLATION RELATED | RESEAL | RESEALED/REPACKED | Y
HEATING COIL | HEATING COIL | OPS | STOPPED/SLOWED/POOR OPS | FABGEN | FABRICATION/INSTALLATION RELATED | RESET | RESET/RESTARTED | Y
HEATING COIL | HEATING COIL | OPS | STOPPED/SLOWED/POOR OPS | FABGEN | FABRICATION/INSTALLATION RELATED | REWIRE | REWIRED | N
HEATING COIL | HEATING COIL | OPS | STOPPED/SLOWED/POOR OPS | FABGEN | FABRICATION/INSTALLATION RELATED | RPL | REPLACED | N
HEATING COIL | HEATING COIL | OPS | STOPPED/SLOWED/POOR OPS | IMPMAT | IMPROPER MATERIAL | MOD | MODIFIED | Y
HEATING COIL | HEATING COIL | OPS | STOPPED/SLOWED/POOR OPS | IMPMAT | IMPROPER MATERIAL | CLEAN | CLEANED | Y
HEATING COIL | HEATING COIL | OPS | STOPPED/SLOWED/POOR OPS | IMPMAT | IMPROPER MATERIAL | CLOSE | SECURED/CLOSED | Y
HEATING COIL | HEATING COIL | OPS | STOPPED/SLOWED/POOR OPS | IMPMAT | IMPROPER MATERIAL | CONN | CONNECTED | Y
HEATING COIL | HEATING COIL | OPS | STOPPED/SLOWED/POOR OPS | IMPMAT | IMPROPER MATERIAL | DISCONN | DISCONNECTED | Y
HEATING COIL | HEATING COIL | OPS | STOPPED/SLOWED/POOR OPS | IMPMAT | IMPROPER MATERIAL | LUB | LUBRICATED | Y
HEATING COIL | HEATING COIL | OPS | STOPPED/SLOWED/POOR OPS | IMPMAT | IMPROPER MATERIAL | NOF | NO FAULT FOUND | Y
HEATING COIL | HEATING COIL | OPS | STOPPED/SLOWED/POOR OPS | IMPMAT | IMPROPER MATERIAL | OTHER-R | OTHER REMEDY | Y
HEATING COIL | HEATING COIL | OPS | STOPPED/SLOWED/POOR OPS | IMPMAT | IMPROPER MATERIAL | OVH | OVERHAULED/REBUILT/REFURBISHED | Y
HEATING COIL | HEATING COIL | OPS | STOPPED/SLOWED/POOR OPS | IMPMAT | IMPROPER MATERIAL | PAINT | PAINTED | Y
HEATING COIL | HEATING COIL | OPS | STOPPED/SLOWED/POOR OPS | IMPMAT | IMPROPER MATERIAL | PATCH | PATCHED/PAVED | Y
HEATING COIL | HEATING COIL | OPS | STOPPED/SLOWED/POOR OPS | IMPMAT | IMPROPER MATERIAL | PUMP | PUMPED OUT/EMPTIED | Y
HEATING COIL | HEATING COIL | OPS | STOPPED/SLOWED/POOR OPS | IMPMAT | IMPROPER MATERIAL | REFILL | REFILLED | Y
HEATING COIL | HEATING COIL | OPS | STOPPED/SLOWED/POOR OPS | IMPMAT | IMPROPER MATERIAL | REINS | REINSTALLED | Y
HEATING COIL | HEATING COIL | OPS | STOPPED/SLOWED/POOR OPS | IMPMAT | IMPROPER MATERIAL | REMOVE | REMOVED | Y
HEATING COIL | HEATING COIL | OPS | STOPPED/SLOWED/POOR OPS | IMPMAT | IMPROPER MATERIAL | REP | REPAIRED/RESTORED/ADJUSTED | Y
HEATING COIL | HEATING COIL | OPS | STOPPED/SLOWED/POOR OPS | IMPMAT | IMPROPER MATERIAL | RESEAL | RESEALED/REPACKED | Y
HEATING COIL | HEATING COIL | OPS | STOPPED/SLOWED/POOR OPS | IMPMAT | IMPROPER MATERIAL | RESET | RESET/RESTARTED | Y
HEATING COIL | HEATING COIL | OPS | STOPPED/SLOWED/POOR OPS | IMPMAT | IMPROPER MATERIAL | REWIRE | REWIRED | Y
HEATING COIL | HEATING COIL | OPS | STOPPED/SLOWED/POOR OPS | IMPMAT | IMPROPER MATERIAL | RPL | REPLACED | Y
HEATING COIL | HEATING COIL | OPS | STOPPED/SLOWED/POOR OPS | LEAK | LEAK | MOD | MODIFIED | Y
HEATING COIL | HEATING COIL | OPS | STOPPED/SLOWED/POOR OPS | LEAK | LEAK | CLEAN | CLEANED | Y
HEATING COIL | HEATING COIL | OPS | STOPPED/SLOWED/POOR OPS | LEAK | LEAK | CLOSE | SECURED/CLOSED | Y
HEATING COIL | HEATING COIL | OPS | STOPPED/SLOWED/POOR OPS | LEAK | LEAK | CONN | CONNECTED | Y
HEATING COIL | HEATING COIL | OPS | STOPPED/SLOWED/POOR OPS | LEAK | LEAK | DISCONN | DISCONNECTED | Y
HEATING COIL | HEATING COIL | OPS | STOPPED/SLOWED/POOR OPS | LEAK | LEAK | LUB | LUBRICATED | Y
HEATING COIL | HEATING COIL | OPS | STOPPED/SLOWED/POOR OPS | LEAK | LEAK | NOF | NO FAULT FOUND | Y
HEATING COIL | HEATING COIL | OPS | STOPPED/SLOWED/POOR OPS | LEAK | LEAK | OTHER-R | OTHER REMEDY | Y
HEATING COIL | HEATING COIL | OPS | STOPPED/SLOWED/POOR OPS | LEAK | LEAK | OVH | OVERHAULED/REBUILT/REFURBISHED | Y
HEATING COIL | HEATING COIL | OPS | STOPPED/SLOWED/POOR OPS | LEAK | LEAK | PAINT | PAINTED | Y
HEATING COIL | HEATING COIL | OPS | STOPPED/SLOWED/POOR OPS | LEAK | LEAK | PATCH | PATCHED/PAVED | Y
HEATING COIL | HEATING COIL | OPS | STOPPED/SLOWED/POOR OPS | LEAK | LEAK | PUMP | PUMPED OUT/EMPTIED | Y
HEATING COIL | HEATING COIL | OPS | STOPPED/SLOWED/POOR OPS | LEAK | LEAK | REFILL | REFILLED | Y
HEATING COIL | HEATING COIL | OPS | STOPPED/SLOWED/POOR OPS | LEAK | LEAK | REINS | REINSTALLED | Y
HEATING COIL | HEATING COIL | OPS | STOPPED/SLOWED/POOR OPS | LEAK | LEAK | REMOVE | REMOVED | Y
HEATING COIL | HEATING COIL | OPS | STOPPED/SLOWED/POOR OPS | LEAK | LEAK | REP | REPAIRED/RESTORED/ADJUSTED | Y
HEATING COIL | HEATING COIL | OPS | STOPPED/SLOWED/POOR OPS | LEAK | LEAK | RESEAL | RESEALED/REPACKED | Y
HEATING COIL | HEATING COIL | OPS | STOPPED/SLOWED/POOR OPS | LEAK | LEAK | RESET | RESET/RESTARTED | Y
HEATING COIL | HEATING COIL | OPS | STOPPED/SLOWED/POOR OPS | LEAK | LEAK | REWIRE | REWIRED | Y
HEATING COIL | HEATING COIL | OPS | STOPPED/SLOWED/POOR OPS | LEAK | LEAK | RPL | REPLACED | Y
HEATING COIL | HEATING COIL | OPS | STOPPED/SLOWED/POOR OPS | LOOSE | LOOSE/MISALIGNED | MOD | MODIFIED | N
HEATING COIL | HEATING COIL | OPS | STOPPED/SLOWED/POOR OPS | LOOSE | LOOSE/MISALIGNED | CLEAN | CLEANED | N
HEATING COIL | HEATING COIL | OPS | STOPPED/SLOWED/POOR OPS | LOOSE | LOOSE/MISALIGNED | CLOSE | SECURED/CLOSED | N
HEATING COIL | HEATING COIL | OPS | STOPPED/SLOWED/POOR OPS | LOOSE | LOOSE/MISALIGNED | CONN | CONNECTED | N
HEATING COIL | HEATING COIL | OPS | STOPPED/SLOWED/POOR OPS | LOOSE | LOOSE/MISALIGNED | DISCONN | DISCONNECTED | N
HEATING COIL | HEATING COIL | OPS | STOPPED/SLOWED/POOR OPS | LOOSE | LOOSE/MISALIGNED | LUB | LUBRICATED | Y
HEATING COIL | HEATING COIL | OPS | STOPPED/SLOWED/POOR OPS | LOOSE | LOOSE/MISALIGNED | NOF | NO FAULT FOUND | N
HEATING COIL | HEATING COIL | OPS | STOPPED/SLOWED/POOR OPS | LOOSE | LOOSE/MISALIGNED | OTHER-R | OTHER REMEDY | N
HEATING COIL | HEATING COIL | OPS | STOPPED/SLOWED/POOR OPS | LOOSE | LOOSE/MISALIGNED | OVH | OVERHAULED/REBUILT/REFURBISHED | N
HEATING COIL | HEATING COIL | OPS | STOPPED/SLOWED/POOR OPS | LOOSE | LOOSE/MISALIGNED | PAINT | PAINTED | Y
HEATING COIL | HEATING COIL | OPS | STOPPED/SLOWED/POOR OPS | LOOSE | LOOSE/MISALIGNED | PATCH | PATCHED/PAVED | Y
HEATING COIL | HEATING COIL | OPS | STOPPED/SLOWED/POOR OPS | LOOSE | LOOSE/MISALIGNED | PUMP | PUMPED OUT/EMPTIED | Y
HEATING COIL | HEATING COIL | OPS | STOPPED/SLOWED/POOR OPS | LOOSE | LOOSE/MISALIGNED | REFILL | REFILLED | Y
HEATING COIL | HEATING COIL | OPS | STOPPED/SLOWED/POOR OPS | LOOSE | LOOSE/MISALIGNED | REINS | REINSTALLED | N
HEATING COIL | HEATING COIL | OPS | STOPPED/SLOWED/POOR OPS | LOOSE | LOOSE/MISALIGNED | REMOVE | REMOVED | N
HEATING COIL | HEATING COIL | OPS | STOPPED/SLOWED/POOR OPS | LOOSE | LOOSE/MISALIGNED | REP | REPAIRED/RESTORED/ADJUSTED | N
HEATING COIL | HEATING COIL | OPS | STOPPED/SLOWED/POOR OPS | LOOSE | LOOSE/MISALIGNED | RESEAL | RESEALED/REPACKED | Y
HEATING COIL | HEATING COIL | OPS | STOPPED/SLOWED/POOR OPS | LOOSE | LOOSE/MISALIGNED | RESET | RESET/RESTARTED | Y
HEATING COIL | HEATING COIL | OPS | STOPPED/SLOWED/POOR OPS | LOOSE | LOOSE/MISALIGNED | REWIRE | REWIRED | N
HEATING COIL | HEATING COIL | OPS | STOPPED/SLOWED/POOR OPS | LOOSE | LOOSE/MISALIGNED | RPL | REPLACED | N
HEATING COIL | HEATING COIL | OPS | STOPPED/SLOWED/POOR OPS | NOCAUSE | NO CAUSE FOUND | MOD | MODIFIED | N
HEATING COIL | HEATING COIL | OPS | STOPPED/SLOWED/POOR OPS | NOCAUSE | NO CAUSE FOUND | CLEAN | CLEANED | N
HEATING COIL | HEATING COIL | OPS | STOPPED/SLOWED/POOR OPS | NOCAUSE | NO CAUSE FOUND | CLOSE | SECURED/CLOSED | N
HEATING COIL | HEATING COIL | OPS | STOPPED/SLOWED/POOR OPS | NOCAUSE | NO CAUSE FOUND | CONN | CONNECTED | N
HEATING COIL | HEATING COIL | OPS | STOPPED/SLOWED/POOR OPS | NOCAUSE | NO CAUSE FOUND | DISCONN | DISCONNECTED | N
HEATING COIL | HEATING COIL | OPS | STOPPED/SLOWED/POOR OPS | NOCAUSE | NO CAUSE FOUND | LUB | LUBRICATED | Y
HEATING COIL | HEATING COIL | OPS | STOPPED/SLOWED/POOR OPS | NOCAUSE | NO CAUSE FOUND | NOF | NO FAULT FOUND | N
HEATING COIL | HEATING COIL | OPS | STOPPED/SLOWED/POOR OPS | NOCAUSE | NO CAUSE FOUND | OTHER-R | OTHER REMEDY | N
HEATING COIL | HEATING COIL | OPS | STOPPED/SLOWED/POOR OPS | NOCAUSE | NO CAUSE FOUND | OVH | OVERHAULED/REBUILT/REFURBISHED | N
HEATING COIL | HEATING COIL | OPS | STOPPED/SLOWED/POOR OPS | NOCAUSE | NO CAUSE FOUND | PAINT | PAINTED | Y
HEATING COIL | HEATING COIL | OPS | STOPPED/SLOWED/POOR OPS | NOCAUSE | NO CAUSE FOUND | PATCH | PATCHED/PAVED | Y
HEATING COIL | HEATING COIL | OPS | STOPPED/SLOWED/POOR OPS | NOCAUSE | NO CAUSE FOUND | PUMP | PUMPED OUT/EMPTIED | Y
HEATING COIL | HEATING COIL | OPS | STOPPED/SLOWED/POOR OPS | NOCAUSE | NO CAUSE FOUND | REFILL | REFILLED | Y
HEATING COIL | HEATING COIL | OPS | STOPPED/SLOWED/POOR OPS | NOCAUSE | NO CAUSE FOUND | REINS | REINSTALLED | N
HEATING COIL | HEATING COIL | OPS | STOPPED/SLOWED/POOR OPS | NOCAUSE | NO CAUSE FOUND | REMOVE | REMOVED | N
HEATING COIL | HEATING COIL | OPS | STOPPED/SLOWED/POOR OPS | NOCAUSE | NO CAUSE FOUND | REP | REPAIRED/RESTORED/ADJUSTED | N
HEATING COIL | HEATING COIL | OPS | STOPPED/SLOWED/POOR OPS | NOCAUSE | NO CAUSE FOUND | RESEAL | RESEALED/REPACKED | Y
HEATING COIL | HEATING COIL | OPS | STOPPED/SLOWED/POOR OPS | NOCAUSE | NO CAUSE FOUND | RESET | RESET/RESTARTED | Y
HEATING COIL | HEATING COIL | OPS | STOPPED/SLOWED/POOR OPS | NOCAUSE | NO CAUSE FOUND | REWIRE | REWIRED | N
HEATING COIL | HEATING COIL | OPS | STOPPED/SLOWED/POOR OPS | NOCAUSE | NO CAUSE FOUND | RPL | REPLACED | N
HEATING COIL | HEATING COIL | OPS | STOPPED/SLOWED/POOR OPS | OBSTR | JAMMED/OBSTRUCTED | MOD | MODIFIED | Y
HEATING COIL | HEATING COIL | OPS | STOPPED/SLOWED/POOR OPS | OBSTR | JAMMED/OBSTRUCTED | CLEAN | CLEANED | Y
HEATING COIL | HEATING COIL | OPS | STOPPED/SLOWED/POOR OPS | OBSTR | JAMMED/OBSTRUCTED | CLOSE | SECURED/CLOSED | Y
HEATING COIL | HEATING COIL | OPS | STOPPED/SLOWED/POOR OPS | OBSTR | JAMMED/OBSTRUCTED | CONN | CONNECTED | Y
HEATING COIL | HEATING COIL | OPS | STOPPED/SLOWED/POOR OPS | OBSTR | JAMMED/OBSTRUCTED | DISCONN | DISCONNECTED | Y
HEATING COIL | HEATING COIL | OPS | STOPPED/SLOWED/POOR OPS | OBSTR | JAMMED/OBSTRUCTED | LUB | LUBRICATED | Y
HEATING COIL | HEATING COIL | OPS | STOPPED/SLOWED/POOR OPS | OBSTR | JAMMED/OBSTRUCTED | NOF | NO FAULT FOUND | Y
HEATING COIL | HEATING COIL | OPS | STOPPED/SLOWED/POOR OPS | OBSTR | JAMMED/OBSTRUCTED | OTHER-R | OTHER REMEDY | Y
HEATING COIL | HEATING COIL | OPS | STOPPED/SLOWED/POOR OPS | OBSTR | JAMMED/OBSTRUCTED | OVH | OVERHAULED/REBUILT/REFURBISHED | Y
HEATING COIL | HEATING COIL | OPS | STOPPED/SLOWED/POOR OPS | OBSTR | JAMMED/OBSTRUCTED | PAINT | PAINTED | Y
HEATING COIL | HEATING COIL | OPS | STOPPED/SLOWED/POOR OPS | OBSTR | JAMMED/OBSTRUCTED | PATCH | PATCHED/PAVED | Y
HEATING COIL | HEATING COIL | OPS | STOPPED/SLOWED/POOR OPS | OBSTR | JAMMED/OBSTRUCTED | PUMP | PUMPED OUT/EMPTIED | Y
HEATING COIL | HEATING COIL | OPS | STOPPED/SLOWED/POOR OPS | OBSTR | JAMMED/OBSTRUCTED | REFILL | REFILLED | Y
HEATING COIL | HEATING COIL | OPS | STOPPED/SLOWED/POOR OPS | OBSTR | JAMMED/OBSTRUCTED | REINS | REINSTALLED | Y
HEATING COIL | HEATING COIL | OPS | STOPPED/SLOWED/POOR OPS | OBSTR | JAMMED/OBSTRUCTED | REMOVE | REMOVED | Y
HEATING COIL | HEATING COIL | OPS | STOPPED/SLOWED/POOR OPS | OBSTR | JAMMED/OBSTRUCTED | REP | REPAIRED/RESTORED/ADJUSTED | Y
HEATING COIL | HEATING COIL | OPS | STOPPED/SLOWED/POOR OPS | OBSTR | JAMMED/OBSTRUCTED | RESEAL | RESEALED/REPACKED | Y
HEATING COIL | HEATING COIL | OPS | STOPPED/SLOWED/POOR OPS | OBSTR | JAMMED/OBSTRUCTED | RESET | RESET/RESTARTED | Y
HEATING COIL | HEATING COIL | OPS | STOPPED/SLOWED/POOR OPS | OBSTR | JAMMED/OBSTRUCTED | REWIRE | REWIRED | Y
HEATING COIL | HEATING COIL | OPS | STOPPED/SLOWED/POOR OPS | OBSTR | JAMMED/OBSTRUCTED | RPL | REPLACED | Y
HEATING COIL | HEATING COIL | OPS | STOPPED/SLOWED/POOR OPS | OPSERRMTCERR | OPERATIONS/MAINTENANCE RELATED | MOD | MODIFIED | N
HEATING COIL | HEATING COIL | OPS | STOPPED/SLOWED/POOR OPS | OPSERRMTCERR | OPERATIONS/MAINTENANCE RELATED | CLEAN | CLEANED | N
HEATING COIL | HEATING COIL | OPS | STOPPED/SLOWED/POOR OPS | OPSERRMTCERR | OPERATIONS/MAINTENANCE RELATED | CLOSE | SECURED/CLOSED | N
HEATING COIL | HEATING COIL | OPS | STOPPED/SLOWED/POOR OPS | OPSERRMTCERR | OPERATIONS/MAINTENANCE RELATED | CONN | CONNECTED | N
HEATING COIL | HEATING COIL | OPS | STOPPED/SLOWED/POOR OPS | OPSERRMTCERR | OPERATIONS/MAINTENANCE RELATED | DISCONN | DISCONNECTED | N
HEATING COIL | HEATING COIL | OPS | STOPPED/SLOWED/POOR OPS | OPSERRMTCERR | OPERATIONS/MAINTENANCE RELATED | LUB | LUBRICATED | Y
HEATING COIL | HEATING COIL | OPS | STOPPED/SLOWED/POOR OPS | OPSERRMTCERR | OPERATIONS/MAINTENANCE RELATED | NOF | NO FAULT FOUND | N
HEATING COIL | HEATING COIL | OPS | STOPPED/SLOWED/POOR OPS | OPSERRMTCERR | OPERATIONS/MAINTENANCE RELATED | OTHER-R | OTHER REMEDY | N
HEATING COIL | HEATING COIL | OPS | STOPPED/SLOWED/POOR OPS | OPSERRMTCERR | OPERATIONS/MAINTENANCE RELATED | OVH | OVERHAULED/REBUILT/REFURBISHED | N
HEATING COIL | HEATING COIL | OPS | STOPPED/SLOWED/POOR OPS | OPSERRMTCERR | OPERATIONS/MAINTENANCE RELATED | PAINT | PAINTED | Y
HEATING COIL | HEATING COIL | OPS | STOPPED/SLOWED/POOR OPS | OPSERRMTCERR | OPERATIONS/MAINTENANCE RELATED | PATCH | PATCHED/PAVED | Y
HEATING COIL | HEATING COIL | OPS | STOPPED/SLOWED/POOR OPS | OPSERRMTCERR | OPERATIONS/MAINTENANCE RELATED | PUMP | PUMPED OUT/EMPTIED | Y
HEATING COIL | HEATING COIL | OPS | STOPPED/SLOWED/POOR OPS | OPSERRMTCERR | OPERATIONS/MAINTENANCE RELATED | REFILL | REFILLED | Y
HEATING COIL | HEATING COIL | OPS | STOPPED/SLOWED/POOR OPS | OPSERRMTCERR | OPERATIONS/MAINTENANCE RELATED | REINS | REINSTALLED | N
HEATING COIL | HEATING COIL | OPS | STOPPED/SLOWED/POOR OPS | OPSERRMTCERR | OPERATIONS/MAINTENANCE RELATED | REMOVE | REMOVED | N
HEATING COIL | HEATING COIL | OPS | STOPPED/SLOWED/POOR OPS | OPSERRMTCERR | OPERATIONS/MAINTENANCE RELATED | REP | REPAIRED/RESTORED/ADJUSTED | N
HEATING COIL | HEATING COIL | OPS | STOPPED/SLOWED/POOR OPS | OPSERRMTCERR | OPERATIONS/MAINTENANCE RELATED | RESEAL | RESEALED/REPACKED | Y
HEATING COIL | HEATING COIL | OPS | STOPPED/SLOWED/POOR OPS | OPSERRMTCERR | OPERATIONS/MAINTENANCE RELATED | RESET | RESET/RESTARTED | Y
HEATING COIL | HEATING COIL | OPS | STOPPED/SLOWED/POOR OPS | OPSERRMTCERR | OPERATIONS/MAINTENANCE RELATED | REWIRE | REWIRED | N
HEATING COIL | HEATING COIL | OPS | STOPPED/SLOWED/POOR OPS | OPSERRMTCERR | OPERATIONS/MAINTENANCE RELATED | RPL | REPLACED | N
HEATING COIL | HEATING COIL | OPS | STOPPED/SLOWED/POOR OPS | OTHER-C | OTHER CAUSE | MOD | MODIFIED | N
HEATING COIL | HEATING COIL | OPS | STOPPED/SLOWED/POOR OPS | OTHER-C | OTHER CAUSE | CLEAN | CLEANED | N
HEATING COIL | HEATING COIL | OPS | STOPPED/SLOWED/POOR OPS | OTHER-C | OTHER CAUSE | CLOSE | SECURED/CLOSED | N
HEATING COIL | HEATING COIL | OPS | STOPPED/SLOWED/POOR OPS | OTHER-C | OTHER CAUSE | CONN | CONNECTED | N
HEATING COIL | HEATING COIL | OPS | STOPPED/SLOWED/POOR OPS | OTHER-C | OTHER CAUSE | DISCONN | DISCONNECTED | N
HEATING COIL | HEATING COIL | OPS | STOPPED/SLOWED/POOR OPS | OTHER-C | OTHER CAUSE | LUB | LUBRICATED | Y
HEATING COIL | HEATING COIL | OPS | STOPPED/SLOWED/POOR OPS | OTHER-C | OTHER CAUSE | NOF | NO FAULT FOUND | N
HEATING COIL | HEATING COIL | OPS | STOPPED/SLOWED/POOR OPS | OTHER-C | OTHER CAUSE | OTHER-R | OTHER REMEDY | N
HEATING COIL | HEATING COIL | OPS | STOPPED/SLOWED/POOR OPS | OTHER-C | OTHER CAUSE | OVH | OVERHAULED/REBUILT/REFURBISHED | N
HEATING COIL | HEATING COIL | OPS | STOPPED/SLOWED/POOR OPS | OTHER-C | OTHER CAUSE | PAINT | PAINTED | Y
HEATING COIL | HEATING COIL | OPS | STOPPED/SLOWED/POOR OPS | OTHER-C | OTHER CAUSE | PATCH | PATCHED/PAVED | Y
HEATING COIL | HEATING COIL | OPS | STOPPED/SLOWED/POOR OPS | OTHER-C | OTHER CAUSE | PUMP | PUMPED OUT/EMPTIED | Y
HEATING COIL | HEATING COIL | OPS | STOPPED/SLOWED/POOR OPS | OTHER-C | OTHER CAUSE | REFILL | REFILLED | Y
HEATING COIL | HEATING COIL | OPS | STOPPED/SLOWED/POOR OPS | OTHER-C | OTHER CAUSE | REINS | REINSTALLED | N
HEATING COIL | HEATING COIL | OPS | STOPPED/SLOWED/POOR OPS | OTHER-C | OTHER CAUSE | REMOVE | REMOVED | N
HEATING COIL | HEATING COIL | OPS | STOPPED/SLOWED/POOR OPS | OTHER-C | OTHER CAUSE | REP | REPAIRED/RESTORED/ADJUSTED | N
HEATING COIL | HEATING COIL | OPS | STOPPED/SLOWED/POOR OPS | OTHER-C | OTHER CAUSE | RESEAL | RESEALED/REPACKED | Y
HEATING COIL | HEATING COIL | OPS | STOPPED/SLOWED/POOR OPS | OTHER-C | OTHER CAUSE | RESET | RESET/RESTARTED | Y
HEATING COIL | HEATING COIL | OPS | STOPPED/SLOWED/POOR OPS | OTHER-C | OTHER CAUSE | REWIRE | REWIRED | N
HEATING COIL | HEATING COIL | OPS | STOPPED/SLOWED/POOR OPS | OTHER-C | OTHER CAUSE | RPL | REPLACED | N
HEATING COIL | HEATING COIL | OPS | STOPPED/SLOWED/POOR OPS | POWERSUP | POWER SUPPLY | MOD | MODIFIED | N
HEATING COIL | HEATING COIL | OPS | STOPPED/SLOWED/POOR OPS | POWERSUP | POWER SUPPLY | CLEAN | CLEANED | N
HEATING COIL | HEATING COIL | OPS | STOPPED/SLOWED/POOR OPS | POWERSUP | POWER SUPPLY | CLOSE | SECURED/CLOSED | N
HEATING COIL | HEATING COIL | OPS | STOPPED/SLOWED/POOR OPS | POWERSUP | POWER SUPPLY | CONN | CONNECTED | N
HEATING COIL | HEATING COIL | OPS | STOPPED/SLOWED/POOR OPS | POWERSUP | POWER SUPPLY | DISCONN | DISCONNECTED | N
HEATING COIL | HEATING COIL | OPS | STOPPED/SLOWED/POOR OPS | POWERSUP | POWER SUPPLY | LUB | LUBRICATED | Y
HEATING COIL | HEATING COIL | OPS | STOPPED/SLOWED/POOR OPS | POWERSUP | POWER SUPPLY | NOF | NO FAULT FOUND | N
HEATING COIL | HEATING COIL | OPS | STOPPED/SLOWED/POOR OPS | POWERSUP | POWER SUPPLY | OTHER-R | OTHER REMEDY | N
HEATING COIL | HEATING COIL | OPS | STOPPED/SLOWED/POOR OPS | POWERSUP | POWER SUPPLY | OVH | OVERHAULED/REBUILT/REFURBISHED | N
HEATING COIL | HEATING COIL | OPS | STOPPED/SLOWED/POOR OPS | POWERSUP | POWER SUPPLY | PAINT | PAINTED | Y
HEATING COIL | HEATING COIL | OPS | STOPPED/SLOWED/POOR OPS | POWERSUP | POWER SUPPLY | PATCH | PATCHED/PAVED | Y
HEATING COIL | HEATING COIL | OPS | STOPPED/SLOWED/POOR OPS | POWERSUP | POWER SUPPLY | PUMP | PUMPED OUT/EMPTIED | Y
HEATING COIL | HEATING COIL | OPS | STOPPED/SLOWED/POOR OPS | POWERSUP | POWER SUPPLY | REFILL | REFILLED | Y
HEATING COIL | HEATING COIL | OPS | STOPPED/SLOWED/POOR OPS | POWERSUP | POWER SUPPLY | REINS | REINSTALLED | N
HEATING COIL | HEATING COIL | OPS | STOPPED/SLOWED/POOR OPS | POWERSUP | POWER SUPPLY | REMOVE | REMOVED | N
HEATING COIL | HEATING COIL | OPS | STOPPED/SLOWED/POOR OPS | POWERSUP | POWER SUPPLY | REP | REPAIRED/RESTORED/ADJUSTED | N
HEATING COIL | HEATING COIL | OPS | STOPPED/SLOWED/POOR OPS | POWERSUP | POWER SUPPLY | RESEAL | RESEALED/REPACKED | Y
HEATING COIL | HEATING COIL | OPS | STOPPED/SLOWED/POOR OPS | POWERSUP | POWER SUPPLY | RESET | RESET/RESTARTED | Y
HEATING COIL | HEATING COIL | OPS | STOPPED/SLOWED/POOR OPS | POWERSUP | POWER SUPPLY | REWIRE | REWIRED | N
HEATING COIL | HEATING COIL | OPS | STOPPED/SLOWED/POOR OPS | POWERSUP | POWER SUPPLY | RPL | REPLACED | N
HEATING COIL | HEATING COIL | OPS | STOPPED/SLOWED/POOR OPS | SENSOR | FAULTY SENSOR | MOD | MODIFIED | Y
HEATING COIL | HEATING COIL | OPS | STOPPED/SLOWED/POOR OPS | SENSOR | FAULTY SENSOR | CLEAN | CLEANED | Y
HEATING COIL | HEATING COIL | OPS | STOPPED/SLOWED/POOR OPS | SENSOR | FAULTY SENSOR | CLOSE | SECURED/CLOSED | Y
HEATING COIL | HEATING COIL | OPS | STOPPED/SLOWED/POOR OPS | SENSOR | FAULTY SENSOR | CONN | CONNECTED | Y
HEATING COIL | HEATING COIL | OPS | STOPPED/SLOWED/POOR OPS | SENSOR | FAULTY SENSOR | DISCONN | DISCONNECTED | Y
HEATING COIL | HEATING COIL | OPS | STOPPED/SLOWED/POOR OPS | SENSOR | FAULTY SENSOR | LUB | LUBRICATED | Y
HEATING COIL | HEATING COIL | OPS | STOPPED/SLOWED/POOR OPS | SENSOR | FAULTY SENSOR | NOF | NO FAULT FOUND | Y
HEATING COIL | HEATING COIL | OPS | STOPPED/SLOWED/POOR OPS | SENSOR | FAULTY SENSOR | OTHER-R | OTHER REMEDY | Y
HEATING COIL | HEATING COIL | OPS | STOPPED/SLOWED/POOR OPS | SENSOR | FAULTY SENSOR | OVH | OVERHAULED/REBUILT/REFURBISHED | Y
HEATING COIL | HEATING COIL | OPS | STOPPED/SLOWED/POOR OPS | SENSOR | FAULTY SENSOR | PAINT | PAINTED | Y
HEATING COIL | HEATING COIL | OPS | STOPPED/SLOWED/POOR OPS | SENSOR | FAULTY SENSOR | PATCH | PATCHED/PAVED | Y
HEATING COIL | HEATING COIL | OPS | STOPPED/SLOWED/POOR OPS | SENSOR | FAULTY SENSOR | PUMP | PUMPED OUT/EMPTIED | Y
HEATING COIL | HEATING COIL | OPS | STOPPED/SLOWED/POOR OPS | SENSOR | FAULTY SENSOR | REFILL | REFILLED | Y
HEATING COIL | HEATING COIL | OPS | STOPPED/SLOWED/POOR OPS | SENSOR | FAULTY SENSOR | REINS | REINSTALLED | Y
HEATING COIL | HEATING COIL | OPS | STOPPED/SLOWED/POOR OPS | SENSOR | FAULTY SENSOR | REMOVE | REMOVED | Y
HEATING COIL | HEATING COIL | OPS | STOPPED/SLOWED/POOR OPS | SENSOR | FAULTY SENSOR | REP | REPAIRED/RESTORED/ADJUSTED | Y
HEATING COIL | HEATING COIL | OPS | STOPPED/SLOWED/POOR OPS | SENSOR | FAULTY SENSOR | RESEAL | RESEALED/REPACKED | Y
HEATING COIL | HEATING COIL | OPS | STOPPED/SLOWED/POOR OPS | SENSOR | FAULTY SENSOR | RESET | RESET/RESTARTED | Y
HEATING COIL | HEATING COIL | OPS | STOPPED/SLOWED/POOR OPS | SENSOR | FAULTY SENSOR | REWIRE | REWIRED | Y
HEATING COIL | HEATING COIL | OPS | STOPPED/SLOWED/POOR OPS | SENSOR | FAULTY SENSOR | RPL | REPLACED | Y
HEATING COIL | HEATING COIL | PESTS | PESTS | BREAKTRP | BREAKER TRIP | MOD | MODIFIED | Y
HEATING COIL | HEATING COIL | PESTS | PESTS | BREAKTRP | BREAKER TRIP | CLEAN | CLEANED | Y
HEATING COIL | HEATING COIL | PESTS | PESTS | BREAKTRP | BREAKER TRIP | CLOSE | SECURED/CLOSED | Y
HEATING COIL | HEATING COIL | PESTS | PESTS | BREAKTRP | BREAKER TRIP | CONN | CONNECTED | Y
HEATING COIL | HEATING COIL | PESTS | PESTS | BREAKTRP | BREAKER TRIP | DISCONN | DISCONNECTED | Y
HEATING COIL | HEATING COIL | PESTS | PESTS | BREAKTRP | BREAKER TRIP | LUB | LUBRICATED | Y
HEATING COIL | HEATING COIL | PESTS | PESTS | BREAKTRP | BREAKER TRIP | NOF | NO FAULT FOUND | Y
HEATING COIL | HEATING COIL | PESTS | PESTS | BREAKTRP | BREAKER TRIP | OTHER-R | OTHER REMEDY | Y
HEATING COIL | HEATING COIL | PESTS | PESTS | BREAKTRP | BREAKER TRIP | OVH | OVERHAULED/REBUILT/REFURBISHED | Y
HEATING COIL | HEATING COIL | PESTS | PESTS | BREAKTRP | BREAKER TRIP | PAINT | PAINTED | Y
HEATING COIL | HEATING COIL | PESTS | PESTS | BREAKTRP | BREAKER TRIP | PATCH | PATCHED/PAVED | Y
HEATING COIL | HEATING COIL | PESTS | PESTS | BREAKTRP | BREAKER TRIP | PUMP | PUMPED OUT/EMPTIED | Y
HEATING COIL | HEATING COIL | PESTS | PESTS | BREAKTRP | BREAKER TRIP | REFILL | REFILLED | Y
HEATING COIL | HEATING COIL | PESTS | PESTS | BREAKTRP | BREAKER TRIP | REINS | REINSTALLED | Y
HEATING COIL | HEATING COIL | PESTS | PESTS | BREAKTRP | BREAKER TRIP | REMOVE | REMOVED | Y
HEATING COIL | HEATING COIL | PESTS | PESTS | BREAKTRP | BREAKER TRIP | REP | REPAIRED/RESTORED/ADJUSTED | Y
HEATING COIL | HEATING COIL | PESTS | PESTS | BREAKTRP | BREAKER TRIP | RESEAL | RESEALED/REPACKED | Y
HEATING COIL | HEATING COIL | PESTS | PESTS | BREAKTRP | BREAKER TRIP | RESET | RESET/RESTARTED | Y
HEATING COIL | HEATING COIL | PESTS | PESTS | BREAKTRP | BREAKER TRIP | REWIRE | REWIRED | Y
HEATING COIL | HEATING COIL | PESTS | PESTS | BREAKTRP | BREAKER TRIP | RPL | REPLACED | Y
HEATING COIL | HEATING COIL | PESTS | PESTS | CORROSION | RUST/CORROSION | MOD | MODIFIED | Y
HEATING COIL | HEATING COIL | PESTS | PESTS | CORROSION | RUST/CORROSION | CLEAN | CLEANED | Y
HEATING COIL | HEATING COIL | PESTS | PESTS | CORROSION | RUST/CORROSION | CLOSE | SECURED/CLOSED | Y
HEATING COIL | HEATING COIL | PESTS | PESTS | CORROSION | RUST/CORROSION | CONN | CONNECTED | Y
HEATING COIL | HEATING COIL | PESTS | PESTS | CORROSION | RUST/CORROSION | DISCONN | DISCONNECTED | Y
HEATING COIL | HEATING COIL | PESTS | PESTS | CORROSION | RUST/CORROSION | LUB | LUBRICATED | Y
HEATING COIL | HEATING COIL | PESTS | PESTS | CORROSION | RUST/CORROSION | NOF | NO FAULT FOUND | Y
HEATING COIL | HEATING COIL | PESTS | PESTS | CORROSION | RUST/CORROSION | OTHER-R | OTHER REMEDY | Y
HEATING COIL | HEATING COIL | PESTS | PESTS | CORROSION | RUST/CORROSION | OVH | OVERHAULED/REBUILT/REFURBISHED | Y
HEATING COIL | HEATING COIL | PESTS | PESTS | CORROSION | RUST/CORROSION | PAINT | PAINTED | Y
HEATING COIL | HEATING COIL | PESTS | PESTS | CORROSION | RUST/CORROSION | PATCH | PATCHED/PAVED | Y
HEATING COIL | HEATING COIL | PESTS | PESTS | CORROSION | RUST/CORROSION | PUMP | PUMPED OUT/EMPTIED | Y
HEATING COIL | HEATING COIL | PESTS | PESTS | CORROSION | RUST/CORROSION | REFILL | REFILLED | Y
HEATING COIL | HEATING COIL | PESTS | PESTS | CORROSION | RUST/CORROSION | REINS | REINSTALLED | Y
HEATING COIL | HEATING COIL | PESTS | PESTS | CORROSION | RUST/CORROSION | REMOVE | REMOVED | Y
HEATING COIL | HEATING COIL | PESTS | PESTS | CORROSION | RUST/CORROSION | REP | REPAIRED/RESTORED/ADJUSTED | Y
HEATING COIL | HEATING COIL | PESTS | PESTS | CORROSION | RUST/CORROSION | RESEAL | RESEALED/REPACKED | Y
HEATING COIL | HEATING COIL | PESTS | PESTS | CORROSION | RUST/CORROSION | RESET | RESET/RESTARTED | Y
HEATING COIL | HEATING COIL | PESTS | PESTS | CORROSION | RUST/CORROSION | REWIRE | REWIRED | Y
HEATING COIL | HEATING COIL | PESTS | PESTS | CORROSION | RUST/CORROSION | RPL | REPLACED | Y
HEATING COIL | HEATING COIL | PESTS | PESTS | DAMAGE | DAMAGED/BROKEN | MOD | MODIFIED | Y
HEATING COIL | HEATING COIL | PESTS | PESTS | DAMAGE | DAMAGED/BROKEN | CLEAN | CLEANED | Y
HEATING COIL | HEATING COIL | PESTS | PESTS | DAMAGE | DAMAGED/BROKEN | CLOSE | SECURED/CLOSED | Y
HEATING COIL | HEATING COIL | PESTS | PESTS | DAMAGE | DAMAGED/BROKEN | CONN | CONNECTED | Y
HEATING COIL | HEATING COIL | PESTS | PESTS | DAMAGE | DAMAGED/BROKEN | DISCONN | DISCONNECTED | Y
HEATING COIL | HEATING COIL | PESTS | PESTS | DAMAGE | DAMAGED/BROKEN | LUB | LUBRICATED | Y
HEATING COIL | HEATING COIL | PESTS | PESTS | DAMAGE | DAMAGED/BROKEN | NOF | NO FAULT FOUND | Y
HEATING COIL | HEATING COIL | PESTS | PESTS | DAMAGE | DAMAGED/BROKEN | OTHER-R | OTHER REMEDY | Y
HEATING COIL | HEATING COIL | PESTS | PESTS | DAMAGE | DAMAGED/BROKEN | OVH | OVERHAULED/REBUILT/REFURBISHED | Y
HEATING COIL | HEATING COIL | PESTS | PESTS | DAMAGE | DAMAGED/BROKEN | PAINT | PAINTED | Y
HEATING COIL | HEATING COIL | PESTS | PESTS | DAMAGE | DAMAGED/BROKEN | PATCH | PATCHED/PAVED | Y
HEATING COIL | HEATING COIL | PESTS | PESTS | DAMAGE | DAMAGED/BROKEN | PUMP | PUMPED OUT/EMPTIED | Y
HEATING COIL | HEATING COIL | PESTS | PESTS | DAMAGE | DAMAGED/BROKEN | REFILL | REFILLED | Y
HEATING COIL | HEATING COIL | PESTS | PESTS | DAMAGE | DAMAGED/BROKEN | REINS | REINSTALLED | Y
HEATING COIL | HEATING COIL | PESTS | PESTS | DAMAGE | DAMAGED/BROKEN | REMOVE | REMOVED | Y
HEATING COIL | HEATING COIL | PESTS | PESTS | DAMAGE | DAMAGED/BROKEN | REP | REPAIRED/RESTORED/ADJUSTED | Y
HEATING COIL | HEATING COIL | PESTS | PESTS | DAMAGE | DAMAGED/BROKEN | RESEAL | RESEALED/REPACKED | Y
HEATING COIL | HEATING COIL | PESTS | PESTS | DAMAGE | DAMAGED/BROKEN | RESET | RESET/RESTARTED | Y
HEATING COIL | HEATING COIL | PESTS | PESTS | DAMAGE | DAMAGED/BROKEN | REWIRE | REWIRED | Y
HEATING COIL | HEATING COIL | PESTS | PESTS | DAMAGE | DAMAGED/BROKEN | RPL | REPLACED | Y
HEATING COIL | HEATING COIL | PESTS | PESTS | DESGEN | DESIGN RELATED | MOD | MODIFIED | Y
HEATING COIL | HEATING COIL | PESTS | PESTS | DESGEN | DESIGN RELATED | CLEAN | CLEANED | Y
HEATING COIL | HEATING COIL | PESTS | PESTS | DESGEN | DESIGN RELATED | CLOSE | SECURED/CLOSED | Y
HEATING COIL | HEATING COIL | PESTS | PESTS | DESGEN | DESIGN RELATED | CONN | CONNECTED | Y
HEATING COIL | HEATING COIL | PESTS | PESTS | DESGEN | DESIGN RELATED | DISCONN | DISCONNECTED | Y
HEATING COIL | HEATING COIL | PESTS | PESTS | DESGEN | DESIGN RELATED | LUB | LUBRICATED | Y
HEATING COIL | HEATING COIL | PESTS | PESTS | DESGEN | DESIGN RELATED | NOF | NO FAULT FOUND | Y
HEATING COIL | HEATING COIL | PESTS | PESTS | DESGEN | DESIGN RELATED | OTHER-R | OTHER REMEDY | Y
HEATING COIL | HEATING COIL | PESTS | PESTS | DESGEN | DESIGN RELATED | OVH | OVERHAULED/REBUILT/REFURBISHED | Y
HEATING COIL | HEATING COIL | PESTS | PESTS | DESGEN | DESIGN RELATED | PAINT | PAINTED | Y
HEATING COIL | HEATING COIL | PESTS | PESTS | DESGEN | DESIGN RELATED | PATCH | PATCHED/PAVED | Y
HEATING COIL | HEATING COIL | PESTS | PESTS | DESGEN | DESIGN RELATED | PUMP | PUMPED OUT/EMPTIED | Y
HEATING COIL | HEATING COIL | PESTS | PESTS | DESGEN | DESIGN RELATED | REFILL | REFILLED | Y
HEATING COIL | HEATING COIL | PESTS | PESTS | DESGEN | DESIGN RELATED | REINS | REINSTALLED | Y
HEATING COIL | HEATING COIL | PESTS | PESTS | DESGEN | DESIGN RELATED | REMOVE | REMOVED | Y
HEATING COIL | HEATING COIL | PESTS | PESTS | DESGEN | DESIGN RELATED | REP | REPAIRED/RESTORED/ADJUSTED | Y
HEATING COIL | HEATING COIL | PESTS | PESTS | DESGEN | DESIGN RELATED | RESEAL | RESEALED/REPACKED | Y
HEATING COIL | HEATING COIL | PESTS | PESTS | DESGEN | DESIGN RELATED | RESET | RESET/RESTARTED | Y
HEATING COIL | HEATING COIL | PESTS | PESTS | DESGEN | DESIGN RELATED | REWIRE | REWIRED | Y
HEATING COIL | HEATING COIL | PESTS | PESTS | DESGEN | DESIGN RELATED | RPL | REPLACED | Y
HEATING COIL | HEATING COIL | PESTS | PESTS | DIRTY | DIRTY | MOD | MODIFIED | Y
HEATING COIL | HEATING COIL | PESTS | PESTS | DIRTY | DIRTY | CLEAN | CLEANED | Y
HEATING COIL | HEATING COIL | PESTS | PESTS | DIRTY | DIRTY | CLOSE | SECURED/CLOSED | Y
HEATING COIL | HEATING COIL | PESTS | PESTS | DIRTY | DIRTY | CONN | CONNECTED | Y
HEATING COIL | HEATING COIL | PESTS | PESTS | DIRTY | DIRTY | DISCONN | DISCONNECTED | Y
HEATING COIL | HEATING COIL | PESTS | PESTS | DIRTY | DIRTY | LUB | LUBRICATED | Y
HEATING COIL | HEATING COIL | PESTS | PESTS | DIRTY | DIRTY | NOF | NO FAULT FOUND | Y
HEATING COIL | HEATING COIL | PESTS | PESTS | DIRTY | DIRTY | OTHER-R | OTHER REMEDY | Y
HEATING COIL | HEATING COIL | PESTS | PESTS | DIRTY | DIRTY | OVH | OVERHAULED/REBUILT/REFURBISHED | Y
HEATING COIL | HEATING COIL | PESTS | PESTS | DIRTY | DIRTY | PAINT | PAINTED | Y
HEATING COIL | HEATING COIL | PESTS | PESTS | DIRTY | DIRTY | PATCH | PATCHED/PAVED | Y
HEATING COIL | HEATING COIL | PESTS | PESTS | DIRTY | DIRTY | PUMP | PUMPED OUT/EMPTIED | Y
HEATING COIL | HEATING COIL | PESTS | PESTS | DIRTY | DIRTY | REFILL | REFILLED | Y
HEATING COIL | HEATING COIL | PESTS | PESTS | DIRTY | DIRTY | REINS | REINSTALLED | Y
HEATING COIL | HEATING COIL | PESTS | PESTS | DIRTY | DIRTY | REMOVE | REMOVED | Y
HEATING COIL | HEATING COIL | PESTS | PESTS | DIRTY | DIRTY | REP | REPAIRED/RESTORED/ADJUSTED | Y
HEATING COIL | HEATING COIL | PESTS | PESTS | DIRTY | DIRTY | RESEAL | RESEALED/REPACKED | Y
HEATING COIL | HEATING COIL | PESTS | PESTS | DIRTY | DIRTY | RESET | RESET/RESTARTED | Y
HEATING COIL | HEATING COIL | PESTS | PESTS | DIRTY | DIRTY | REWIRE | REWIRED | Y
HEATING COIL | HEATING COIL | PESTS | PESTS | DIRTY | DIRTY | RPL | REPLACED | Y
HEATING COIL | HEATING COIL | PESTS | PESTS | EXPWT | EXPECTED WEAR AND TEAR | MOD | MODIFIED | Y
HEATING COIL | HEATING COIL | PESTS | PESTS | EXPWT | EXPECTED WEAR AND TEAR | CLEAN | CLEANED | Y
HEATING COIL | HEATING COIL | PESTS | PESTS | EXPWT | EXPECTED WEAR AND TEAR | CLOSE | SECURED/CLOSED | Y
HEATING COIL | HEATING COIL | PESTS | PESTS | EXPWT | EXPECTED WEAR AND TEAR | CONN | CONNECTED | Y
HEATING COIL | HEATING COIL | PESTS | PESTS | EXPWT | EXPECTED WEAR AND TEAR | DISCONN | DISCONNECTED | Y
HEATING COIL | HEATING COIL | PESTS | PESTS | EXPWT | EXPECTED WEAR AND TEAR | LUB | LUBRICATED | Y
HEATING COIL | HEATING COIL | PESTS | PESTS | EXPWT | EXPECTED WEAR AND TEAR | NOF | NO FAULT FOUND | Y
HEATING COIL | HEATING COIL | PESTS | PESTS | EXPWT | EXPECTED WEAR AND TEAR | OTHER-R | OTHER REMEDY | Y
HEATING COIL | HEATING COIL | PESTS | PESTS | EXPWT | EXPECTED WEAR AND TEAR | OVH | OVERHAULED/REBUILT/REFURBISHED | Y
HEATING COIL | HEATING COIL | PESTS | PESTS | EXPWT | EXPECTED WEAR AND TEAR | PAINT | PAINTED | Y
HEATING COIL | HEATING COIL | PESTS | PESTS | EXPWT | EXPECTED WEAR AND TEAR | PATCH | PATCHED/PAVED | Y
HEATING COIL | HEATING COIL | PESTS | PESTS | EXPWT | EXPECTED WEAR AND TEAR | PUMP | PUMPED OUT/EMPTIED | Y
HEATING COIL | HEATING COIL | PESTS | PESTS | EXPWT | EXPECTED WEAR AND TEAR | REFILL | REFILLED | Y
HEATING COIL | HEATING COIL | PESTS | PESTS | EXPWT | EXPECTED WEAR AND TEAR | REINS | REINSTALLED | Y
HEATING COIL | HEATING COIL | PESTS | PESTS | EXPWT | EXPECTED WEAR AND TEAR | REMOVE | REMOVED | Y
HEATING COIL | HEATING COIL | PESTS | PESTS | EXPWT | EXPECTED WEAR AND TEAR | REP | REPAIRED/RESTORED/ADJUSTED | Y
HEATING COIL | HEATING COIL | PESTS | PESTS | EXPWT | EXPECTED WEAR AND TEAR | RESEAL | RESEALED/REPACKED | Y
HEATING COIL | HEATING COIL | PESTS | PESTS | EXPWT | EXPECTED WEAR AND TEAR | RESET | RESET/RESTARTED | Y
HEATING COIL | HEATING COIL | PESTS | PESTS | EXPWT | EXPECTED WEAR AND TEAR | REWIRE | REWIRED | Y
HEATING COIL | HEATING COIL | PESTS | PESTS | EXPWT | EXPECTED WEAR AND TEAR | RPL | REPLACED | Y
HEATING COIL | HEATING COIL | PESTS | PESTS | FABGEN | FABRICATION/INSTALLATION RELATED | MOD | MODIFIED | Y
HEATING COIL | HEATING COIL | PESTS | PESTS | FABGEN | FABRICATION/INSTALLATION RELATED | CLEAN | CLEANED | Y
HEATING COIL | HEATING COIL | PESTS | PESTS | FABGEN | FABRICATION/INSTALLATION RELATED | CLOSE | SECURED/CLOSED | Y
HEATING COIL | HEATING COIL | PESTS | PESTS | FABGEN | FABRICATION/INSTALLATION RELATED | CONN | CONNECTED | Y
HEATING COIL | HEATING COIL | PESTS | PESTS | FABGEN | FABRICATION/INSTALLATION RELATED | DISCONN | DISCONNECTED | Y
HEATING COIL | HEATING COIL | PESTS | PESTS | FABGEN | FABRICATION/INSTALLATION RELATED | LUB | LUBRICATED | Y
HEATING COIL | HEATING COIL | PESTS | PESTS | FABGEN | FABRICATION/INSTALLATION RELATED | NOF | NO FAULT FOUND | Y
HEATING COIL | HEATING COIL | PESTS | PESTS | FABGEN | FABRICATION/INSTALLATION RELATED | OTHER-R | OTHER REMEDY | Y
HEATING COIL | HEATING COIL | PESTS | PESTS | FABGEN | FABRICATION/INSTALLATION RELATED | OVH | OVERHAULED/REBUILT/REFURBISHED | Y
HEATING COIL | HEATING COIL | PESTS | PESTS | FABGEN | FABRICATION/INSTALLATION RELATED | PAINT | PAINTED | Y
HEATING COIL | HEATING COIL | PESTS | PESTS | FABGEN | FABRICATION/INSTALLATION RELATED | PATCH | PATCHED/PAVED | Y
HEATING COIL | HEATING COIL | PESTS | PESTS | FABGEN | FABRICATION/INSTALLATION RELATED | PUMP | PUMPED OUT/EMPTIED | Y
HEATING COIL | HEATING COIL | PESTS | PESTS | FABGEN | FABRICATION/INSTALLATION RELATED | REFILL | REFILLED | Y
HEATING COIL | HEATING COIL | PESTS | PESTS | FABGEN | FABRICATION/INSTALLATION RELATED | REINS | REINSTALLED | Y
HEATING COIL | HEATING COIL | PESTS | PESTS | FABGEN | FABRICATION/INSTALLATION RELATED | REMOVE | REMOVED | Y
HEATING COIL | HEATING COIL | PESTS | PESTS | FABGEN | FABRICATION/INSTALLATION RELATED | REP | REPAIRED/RESTORED/ADJUSTED | Y
HEATING COIL | HEATING COIL | PESTS | PESTS | FABGEN | FABRICATION/INSTALLATION RELATED | RESEAL | RESEALED/REPACKED | Y
HEATING COIL | HEATING COIL | PESTS | PESTS | FABGEN | FABRICATION/INSTALLATION RELATED | RESET | RESET/RESTARTED | Y
HEATING COIL | HEATING COIL | PESTS | PESTS | FABGEN | FABRICATION/INSTALLATION RELATED | REWIRE | REWIRED | Y
HEATING COIL | HEATING COIL | PESTS | PESTS | FABGEN | FABRICATION/INSTALLATION RELATED | RPL | REPLACED | Y
HEATING COIL | HEATING COIL | PESTS | PESTS | IMPMAT | IMPROPER MATERIAL | MOD | MODIFIED | Y
HEATING COIL | HEATING COIL | PESTS | PESTS | IMPMAT | IMPROPER MATERIAL | CLEAN | CLEANED | Y
HEATING COIL | HEATING COIL | PESTS | PESTS | IMPMAT | IMPROPER MATERIAL | CLOSE | SECURED/CLOSED | Y
HEATING COIL | HEATING COIL | PESTS | PESTS | IMPMAT | IMPROPER MATERIAL | CONN | CONNECTED | Y
HEATING COIL | HEATING COIL | PESTS | PESTS | IMPMAT | IMPROPER MATERIAL | DISCONN | DISCONNECTED | Y
HEATING COIL | HEATING COIL | PESTS | PESTS | IMPMAT | IMPROPER MATERIAL | LUB | LUBRICATED | Y
HEATING COIL | HEATING COIL | PESTS | PESTS | IMPMAT | IMPROPER MATERIAL | NOF | NO FAULT FOUND | Y
HEATING COIL | HEATING COIL | PESTS | PESTS | IMPMAT | IMPROPER MATERIAL | OTHER-R | OTHER REMEDY | Y
HEATING COIL | HEATING COIL | PESTS | PESTS | IMPMAT | IMPROPER MATERIAL | OVH | OVERHAULED/REBUILT/REFURBISHED | Y
HEATING COIL | HEATING COIL | PESTS | PESTS | IMPMAT | IMPROPER MATERIAL | PAINT | PAINTED | Y
HEATING COIL | HEATING COIL | PESTS | PESTS | IMPMAT | IMPROPER MATERIAL | PATCH | PATCHED/PAVED | Y
HEATING COIL | HEATING COIL | PESTS | PESTS | IMPMAT | IMPROPER MATERIAL | PUMP | PUMPED OUT/EMPTIED | Y
HEATING COIL | HEATING COIL | PESTS | PESTS | IMPMAT | IMPROPER MATERIAL | REFILL | REFILLED | Y
HEATING COIL | HEATING COIL | PESTS | PESTS | IMPMAT | IMPROPER MATERIAL | REINS | REINSTALLED | Y
HEATING COIL | HEATING COIL | PESTS | PESTS | IMPMAT | IMPROPER MATERIAL | REMOVE | REMOVED | Y
HEATING COIL | HEATING COIL | PESTS | PESTS | IMPMAT | IMPROPER MATERIAL | REP | REPAIRED/RESTORED/ADJUSTED | Y
HEATING COIL | HEATING COIL | PESTS | PESTS | IMPMAT | IMPROPER MATERIAL | RESEAL | RESEALED/REPACKED | Y
HEATING COIL | HEATING COIL | PESTS | PESTS | IMPMAT | IMPROPER MATERIAL | RESET | RESET/RESTARTED | Y
HEATING COIL | HEATING COIL | PESTS | PESTS | IMPMAT | IMPROPER MATERIAL | REWIRE | REWIRED | Y
HEATING COIL | HEATING COIL | PESTS | PESTS | IMPMAT | IMPROPER MATERIAL | RPL | REPLACED | Y
HEATING COIL | HEATING COIL | PESTS | PESTS | LEAK | LEAK | MOD | MODIFIED | Y
HEATING COIL | HEATING COIL | PESTS | PESTS | LEAK | LEAK | CLEAN | CLEANED | Y
HEATING COIL | HEATING COIL | PESTS | PESTS | LEAK | LEAK | CLOSE | SECURED/CLOSED | Y
HEATING COIL | HEATING COIL | PESTS | PESTS | LEAK | LEAK | CONN | CONNECTED | Y
HEATING COIL | HEATING COIL | PESTS | PESTS | LEAK | LEAK | DISCONN | DISCONNECTED | Y
HEATING COIL | HEATING COIL | PESTS | PESTS | LEAK | LEAK | LUB | LUBRICATED | Y
HEATING COIL | HEATING COIL | PESTS | PESTS | LEAK | LEAK | NOF | NO FAULT FOUND | Y
HEATING COIL | HEATING COIL | PESTS | PESTS | LEAK | LEAK | OTHER-R | OTHER REMEDY | Y
HEATING COIL | HEATING COIL | PESTS | PESTS | LEAK | LEAK | OVH | OVERHAULED/REBUILT/REFURBISHED | Y
HEATING COIL | HEATING COIL | PESTS | PESTS | LEAK | LEAK | PAINT | PAINTED | Y
HEATING COIL | HEATING COIL | PESTS | PESTS | LEAK | LEAK | PATCH | PATCHED/PAVED | Y
HEATING COIL | HEATING COIL | PESTS | PESTS | LEAK | LEAK | PUMP | PUMPED OUT/EMPTIED | Y
HEATING COIL | HEATING COIL | PESTS | PESTS | LEAK | LEAK | REFILL | REFILLED | Y
HEATING COIL | HEATING COIL | PESTS | PESTS | LEAK | LEAK | REINS | REINSTALLED | Y
HEATING COIL | HEATING COIL | PESTS | PESTS | LEAK | LEAK | REMOVE | REMOVED | Y
HEATING COIL | HEATING COIL | PESTS | PESTS | LEAK | LEAK | REP | REPAIRED/RESTORED/ADJUSTED | Y
HEATING COIL | HEATING COIL | PESTS | PESTS | LEAK | LEAK | RESEAL | RESEALED/REPACKED | Y
HEATING COIL | HEATING COIL | PESTS | PESTS | LEAK | LEAK | RESET | RESET/RESTARTED | Y
HEATING COIL | HEATING COIL | PESTS | PESTS | LEAK | LEAK | REWIRE | REWIRED | Y
HEATING COIL | HEATING COIL | PESTS | PESTS | LEAK | LEAK | RPL | REPLACED | Y
HEATING COIL | HEATING COIL | PESTS | PESTS | LOOSE | LOOSE/MISALIGNED | MOD | MODIFIED | Y
HEATING COIL | HEATING COIL | PESTS | PESTS | LOOSE | LOOSE/MISALIGNED | CLEAN | CLEANED | Y
HEATING COIL | HEATING COIL | PESTS | PESTS | LOOSE | LOOSE/MISALIGNED | CLOSE | SECURED/CLOSED | Y
HEATING COIL | HEATING COIL | PESTS | PESTS | LOOSE | LOOSE/MISALIGNED | CONN | CONNECTED | Y
HEATING COIL | HEATING COIL | PESTS | PESTS | LOOSE | LOOSE/MISALIGNED | DISCONN | DISCONNECTED | Y
HEATING COIL | HEATING COIL | PESTS | PESTS | LOOSE | LOOSE/MISALIGNED | LUB | LUBRICATED | Y
HEATING COIL | HEATING COIL | PESTS | PESTS | LOOSE | LOOSE/MISALIGNED | NOF | NO FAULT FOUND | Y
HEATING COIL | HEATING COIL | PESTS | PESTS | LOOSE | LOOSE/MISALIGNED | OTHER-R | OTHER REMEDY | Y
HEATING COIL | HEATING COIL | PESTS | PESTS | LOOSE | LOOSE/MISALIGNED | OVH | OVERHAULED/REBUILT/REFURBISHED | Y
HEATING COIL | HEATING COIL | PESTS | PESTS | LOOSE | LOOSE/MISALIGNED | PAINT | PAINTED | Y
HEATING COIL | HEATING COIL | PESTS | PESTS | LOOSE | LOOSE/MISALIGNED | PATCH | PATCHED/PAVED | Y
HEATING COIL | HEATING COIL | PESTS | PESTS | LOOSE | LOOSE/MISALIGNED | PUMP | PUMPED OUT/EMPTIED | Y
HEATING COIL | HEATING COIL | PESTS | PESTS | LOOSE | LOOSE/MISALIGNED | REFILL | REFILLED | Y
HEATING COIL | HEATING COIL | PESTS | PESTS | LOOSE | LOOSE/MISALIGNED | REINS | REINSTALLED | Y
HEATING COIL | HEATING COIL | PESTS | PESTS | LOOSE | LOOSE/MISALIGNED | REMOVE | REMOVED | Y
HEATING COIL | HEATING COIL | PESTS | PESTS | LOOSE | LOOSE/MISALIGNED | REP | REPAIRED/RESTORED/ADJUSTED | Y
HEATING COIL | HEATING COIL | PESTS | PESTS | LOOSE | LOOSE/MISALIGNED | RESEAL | RESEALED/REPACKED | Y
HEATING COIL | HEATING COIL | PESTS | PESTS | LOOSE | LOOSE/MISALIGNED | RESET | RESET/RESTARTED | Y
HEATING COIL | HEATING COIL | PESTS | PESTS | LOOSE | LOOSE/MISALIGNED | REWIRE | REWIRED | Y
HEATING COIL | HEATING COIL | PESTS | PESTS | LOOSE | LOOSE/MISALIGNED | RPL | REPLACED | Y
HEATING COIL | HEATING COIL | PESTS | PESTS | NOCAUSE | NO CAUSE FOUND | MOD | MODIFIED | Y
HEATING COIL | HEATING COIL | PESTS | PESTS | NOCAUSE | NO CAUSE FOUND | CLEAN | CLEANED | Y
HEATING COIL | HEATING COIL | PESTS | PESTS | NOCAUSE | NO CAUSE FOUND | CLOSE | SECURED/CLOSED | Y
HEATING COIL | HEATING COIL | PESTS | PESTS | NOCAUSE | NO CAUSE FOUND | CONN | CONNECTED | Y
HEATING COIL | HEATING COIL | PESTS | PESTS | NOCAUSE | NO CAUSE FOUND | DISCONN | DISCONNECTED | Y
HEATING COIL | HEATING COIL | PESTS | PESTS | NOCAUSE | NO CAUSE FOUND | LUB | LUBRICATED | Y
HEATING COIL | HEATING COIL | PESTS | PESTS | NOCAUSE | NO CAUSE FOUND | NOF | NO FAULT FOUND | Y
HEATING COIL | HEATING COIL | PESTS | PESTS | NOCAUSE | NO CAUSE FOUND | OTHER-R | OTHER REMEDY | Y
HEATING COIL | HEATING COIL | PESTS | PESTS | NOCAUSE | NO CAUSE FOUND | OVH | OVERHAULED/REBUILT/REFURBISHED | Y
HEATING COIL | HEATING COIL | PESTS | PESTS | NOCAUSE | NO CAUSE FOUND | PAINT | PAINTED | Y
HEATING COIL | HEATING COIL | PESTS | PESTS | NOCAUSE | NO CAUSE FOUND | PATCH | PATCHED/PAVED | Y
HEATING COIL | HEATING COIL | PESTS | PESTS | NOCAUSE | NO CAUSE FOUND | PUMP | PUMPED OUT/EMPTIED | Y
HEATING COIL | HEATING COIL | PESTS | PESTS | NOCAUSE | NO CAUSE FOUND | REFILL | REFILLED | Y
HEATING COIL | HEATING COIL | PESTS | PESTS | NOCAUSE | NO CAUSE FOUND | REINS | REINSTALLED | Y
HEATING COIL | HEATING COIL | PESTS | PESTS | NOCAUSE | NO CAUSE FOUND | REMOVE | REMOVED | Y
HEATING COIL | HEATING COIL | PESTS | PESTS | NOCAUSE | NO CAUSE FOUND | REP | REPAIRED/RESTORED/ADJUSTED | Y
HEATING COIL | HEATING COIL | PESTS | PESTS | NOCAUSE | NO CAUSE FOUND | RESEAL | RESEALED/REPACKED | Y
HEATING COIL | HEATING COIL | PESTS | PESTS | NOCAUSE | NO CAUSE FOUND | RESET | RESET/RESTARTED | Y
HEATING COIL | HEATING COIL | PESTS | PESTS | NOCAUSE | NO CAUSE FOUND | REWIRE | REWIRED | Y
HEATING COIL | HEATING COIL | PESTS | PESTS | NOCAUSE | NO CAUSE FOUND | RPL | REPLACED | Y
HEATING COIL | HEATING COIL | PESTS | PESTS | OBSTR | JAMMED/OBSTRUCTED | MOD | MODIFIED | Y
HEATING COIL | HEATING COIL | PESTS | PESTS | OBSTR | JAMMED/OBSTRUCTED | CLEAN | CLEANED | Y
HEATING COIL | HEATING COIL | PESTS | PESTS | OBSTR | JAMMED/OBSTRUCTED | CLOSE | SECURED/CLOSED | Y
HEATING COIL | HEATING COIL | PESTS | PESTS | OBSTR | JAMMED/OBSTRUCTED | CONN | CONNECTED | Y
HEATING COIL | HEATING COIL | PESTS | PESTS | OBSTR | JAMMED/OBSTRUCTED | DISCONN | DISCONNECTED | Y
HEATING COIL | HEATING COIL | PESTS | PESTS | OBSTR | JAMMED/OBSTRUCTED | LUB | LUBRICATED | Y
HEATING COIL | HEATING COIL | PESTS | PESTS | OBSTR | JAMMED/OBSTRUCTED | NOF | NO FAULT FOUND | Y
HEATING COIL | HEATING COIL | PESTS | PESTS | OBSTR | JAMMED/OBSTRUCTED | OTHER-R | OTHER REMEDY | Y
HEATING COIL | HEATING COIL | PESTS | PESTS | OBSTR | JAMMED/OBSTRUCTED | OVH | OVERHAULED/REBUILT/REFURBISHED | Y
HEATING COIL | HEATING COIL | PESTS | PESTS | OBSTR | JAMMED/OBSTRUCTED | PAINT | PAINTED | Y
HEATING COIL | HEATING COIL | PESTS | PESTS | OBSTR | JAMMED/OBSTRUCTED | PATCH | PATCHED/PAVED | Y
HEATING COIL | HEATING COIL | PESTS | PESTS | OBSTR | JAMMED/OBSTRUCTED | PUMP | PUMPED OUT/EMPTIED | Y
HEATING COIL | HEATING COIL | PESTS | PESTS | OBSTR | JAMMED/OBSTRUCTED | REFILL | REFILLED | Y
HEATING COIL | HEATING COIL | PESTS | PESTS | OBSTR | JAMMED/OBSTRUCTED | REINS | REINSTALLED | Y
HEATING COIL | HEATING COIL | PESTS | PESTS | OBSTR | JAMMED/OBSTRUCTED | REMOVE | REMOVED | Y
HEATING COIL | HEATING COIL | PESTS | PESTS | OBSTR | JAMMED/OBSTRUCTED | REP | REPAIRED/RESTORED/ADJUSTED | Y
HEATING COIL | HEATING COIL | PESTS | PESTS | OBSTR | JAMMED/OBSTRUCTED | RESEAL | RESEALED/REPACKED | Y
HEATING COIL | HEATING COIL | PESTS | PESTS | OBSTR | JAMMED/OBSTRUCTED | RESET | RESET/RESTARTED | Y
HEATING COIL | HEATING COIL | PESTS | PESTS | OBSTR | JAMMED/OBSTRUCTED | REWIRE | REWIRED | Y
HEATING COIL | HEATING COIL | PESTS | PESTS | OBSTR | JAMMED/OBSTRUCTED | RPL | REPLACED | Y
HEATING COIL | HEATING COIL | PESTS | PESTS | OPSERRMTCERR | OPERATIONS/MAINTENANCE RELATED | MOD | MODIFIED | Y
HEATING COIL | HEATING COIL | PESTS | PESTS | OPSERRMTCERR | OPERATIONS/MAINTENANCE RELATED | CLEAN | CLEANED | Y
HEATING COIL | HEATING COIL | PESTS | PESTS | OPSERRMTCERR | OPERATIONS/MAINTENANCE RELATED | CLOSE | SECURED/CLOSED | Y
HEATING COIL | HEATING COIL | PESTS | PESTS | OPSERRMTCERR | OPERATIONS/MAINTENANCE RELATED | CONN | CONNECTED | Y
HEATING COIL | HEATING COIL | PESTS | PESTS | OPSERRMTCERR | OPERATIONS/MAINTENANCE RELATED | DISCONN | DISCONNECTED | Y
HEATING COIL | HEATING COIL | PESTS | PESTS | OPSERRMTCERR | OPERATIONS/MAINTENANCE RELATED | LUB | LUBRICATED | Y
HEATING COIL | HEATING COIL | PESTS | PESTS | OPSERRMTCERR | OPERATIONS/MAINTENANCE RELATED | NOF | NO FAULT FOUND | Y
HEATING COIL | HEATING COIL | PESTS | PESTS | OPSERRMTCERR | OPERATIONS/MAINTENANCE RELATED | OTHER-R | OTHER REMEDY | Y
HEATING COIL | HEATING COIL | PESTS | PESTS | OPSERRMTCERR | OPERATIONS/MAINTENANCE RELATED | OVH | OVERHAULED/REBUILT/REFURBISHED | Y
HEATING COIL | HEATING COIL | PESTS | PESTS | OPSERRMTCERR | OPERATIONS/MAINTENANCE RELATED | PAINT | PAINTED | Y
HEATING COIL | HEATING COIL | PESTS | PESTS | OPSERRMTCERR | OPERATIONS/MAINTENANCE RELATED | PATCH | PATCHED/PAVED | Y
HEATING COIL | HEATING COIL | PESTS | PESTS | OPSERRMTCERR | OPERATIONS/MAINTENANCE RELATED | PUMP | PUMPED OUT/EMPTIED | Y
HEATING COIL | HEATING COIL | PESTS | PESTS | OPSERRMTCERR | OPERATIONS/MAINTENANCE RELATED | REFILL | REFILLED | Y
HEATING COIL | HEATING COIL | PESTS | PESTS | OPSERRMTCERR | OPERATIONS/MAINTENANCE RELATED | REINS | REINSTALLED | Y
HEATING COIL | HEATING COIL | PESTS | PESTS | OPSERRMTCERR | OPERATIONS/MAINTENANCE RELATED | REMOVE | REMOVED | Y
HEATING COIL | HEATING COIL | PESTS | PESTS | OPSERRMTCERR | OPERATIONS/MAINTENANCE RELATED | REP | REPAIRED/RESTORED/ADJUSTED | Y
HEATING COIL | HEATING COIL | PESTS | PESTS | OPSERRMTCERR | OPERATIONS/MAINTENANCE RELATED | RESEAL | RESEALED/REPACKED | Y
HEATING COIL | HEATING COIL | PESTS | PESTS | OPSERRMTCERR | OPERATIONS/MAINTENANCE RELATED | RESET | RESET/RESTARTED | Y
HEATING COIL | HEATING COIL | PESTS | PESTS | OPSERRMTCERR | OPERATIONS/MAINTENANCE RELATED | REWIRE | REWIRED | Y
HEATING COIL | HEATING COIL | PESTS | PESTS | OPSERRMTCERR | OPERATIONS/MAINTENANCE RELATED | RPL | REPLACED | Y
HEATING COIL | HEATING COIL | PESTS | PESTS | OTHER-C | OTHER CAUSE | MOD | MODIFIED | Y
HEATING COIL | HEATING COIL | PESTS | PESTS | OTHER-C | OTHER CAUSE | CLEAN | CLEANED | Y
HEATING COIL | HEATING COIL | PESTS | PESTS | OTHER-C | OTHER CAUSE | CLOSE | SECURED/CLOSED | Y
HEATING COIL | HEATING COIL | PESTS | PESTS | OTHER-C | OTHER CAUSE | CONN | CONNECTED | Y
HEATING COIL | HEATING COIL | PESTS | PESTS | OTHER-C | OTHER CAUSE | DISCONN | DISCONNECTED | Y
HEATING COIL | HEATING COIL | PESTS | PESTS | OTHER-C | OTHER CAUSE | LUB | LUBRICATED | Y
HEATING COIL | HEATING COIL | PESTS | PESTS | OTHER-C | OTHER CAUSE | NOF | NO FAULT FOUND | Y
HEATING COIL | HEATING COIL | PESTS | PESTS | OTHER-C | OTHER CAUSE | OTHER-R | OTHER REMEDY | Y
HEATING COIL | HEATING COIL | PESTS | PESTS | OTHER-C | OTHER CAUSE | OVH | OVERHAULED/REBUILT/REFURBISHED | Y
HEATING COIL | HEATING COIL | PESTS | PESTS | OTHER-C | OTHER CAUSE | PAINT | PAINTED | Y
HEATING COIL | HEATING COIL | PESTS | PESTS | OTHER-C | OTHER CAUSE | PATCH | PATCHED/PAVED | Y
HEATING COIL | HEATING COIL | PESTS | PESTS | OTHER-C | OTHER CAUSE | PUMP | PUMPED OUT/EMPTIED | Y
HEATING COIL | HEATING COIL | PESTS | PESTS | OTHER-C | OTHER CAUSE | REFILL | REFILLED | Y
HEATING COIL | HEATING COIL | PESTS | PESTS | OTHER-C | OTHER CAUSE | REINS | REINSTALLED | Y
HEATING COIL | HEATING COIL | PESTS | PESTS | OTHER-C | OTHER CAUSE | REMOVE | REMOVED | Y
HEATING COIL | HEATING COIL | PESTS | PESTS | OTHER-C | OTHER CAUSE | REP | REPAIRED/RESTORED/ADJUSTED | Y
HEATING COIL | HEATING COIL | PESTS | PESTS | OTHER-C | OTHER CAUSE | RESEAL | RESEALED/REPACKED | Y
HEATING COIL | HEATING COIL | PESTS | PESTS | OTHER-C | OTHER CAUSE | RESET | RESET/RESTARTED | Y
HEATING COIL | HEATING COIL | PESTS | PESTS | OTHER-C | OTHER CAUSE | REWIRE | REWIRED | Y
HEATING COIL | HEATING COIL | PESTS | PESTS | OTHER-C | OTHER CAUSE | RPL | REPLACED | Y
HEATING COIL | HEATING COIL | PESTS | PESTS | POWERSUP | POWER SUPPLY | MOD | MODIFIED | Y
HEATING COIL | HEATING COIL | PESTS | PESTS | POWERSUP | POWER SUPPLY | CLEAN | CLEANED | Y
HEATING COIL | HEATING COIL | PESTS | PESTS | POWERSUP | POWER SUPPLY | CLOSE | SECURED/CLOSED | Y
HEATING COIL | HEATING COIL | PESTS | PESTS | POWERSUP | POWER SUPPLY | CONN | CONNECTED | Y
HEATING COIL | HEATING COIL | PESTS | PESTS | POWERSUP | POWER SUPPLY | DISCONN | DISCONNECTED | Y
HEATING COIL | HEATING COIL | PESTS | PESTS | POWERSUP | POWER SUPPLY | LUB | LUBRICATED | Y
HEATING COIL | HEATING COIL | PESTS | PESTS | POWERSUP | POWER SUPPLY | NOF | NO FAULT FOUND | Y
HEATING COIL | HEATING COIL | PESTS | PESTS | POWERSUP | POWER SUPPLY | OTHER-R | OTHER REMEDY | Y
HEATING COIL | HEATING COIL | PESTS | PESTS | POWERSUP | POWER SUPPLY | OVH | OVERHAULED/REBUILT/REFURBISHED | Y
HEATING COIL | HEATING COIL | PESTS | PESTS | POWERSUP | POWER SUPPLY | PAINT | PAINTED | Y
HEATING COIL | HEATING COIL | PESTS | PESTS | POWERSUP | POWER SUPPLY | PATCH | PATCHED/PAVED | Y
HEATING COIL | HEATING COIL | PESTS | PESTS | POWERSUP | POWER SUPPLY | PUMP | PUMPED OUT/EMPTIED | Y
HEATING COIL | HEATING COIL | PESTS | PESTS | POWERSUP | POWER SUPPLY | REFILL | REFILLED | Y
HEATING COIL | HEATING COIL | PESTS | PESTS | POWERSUP | POWER SUPPLY | REINS | REINSTALLED | Y
HEATING COIL | HEATING COIL | PESTS | PESTS | POWERSUP | POWER SUPPLY | REMOVE | REMOVED | Y
HEATING COIL | HEATING COIL | PESTS | PESTS | POWERSUP | POWER SUPPLY | REP | REPAIRED/RESTORED/ADJUSTED | Y
HEATING COIL | HEATING COIL | PESTS | PESTS | POWERSUP | POWER SUPPLY | RESEAL | RESEALED/REPACKED | Y
HEATING COIL | HEATING COIL | PESTS | PESTS | POWERSUP | POWER SUPPLY | RESET | RESET/RESTARTED | Y
HEATING COIL | HEATING COIL | PESTS | PESTS | POWERSUP | POWER SUPPLY | REWIRE | REWIRED | Y
HEATING COIL | HEATING COIL | PESTS | PESTS | POWERSUP | POWER SUPPLY | RPL | REPLACED | Y
HEATING COIL | HEATING COIL | PESTS | PESTS | SENSOR | FAULTY SENSOR | MOD | MODIFIED | Y
HEATING COIL | HEATING COIL | PESTS | PESTS | SENSOR | FAULTY SENSOR | CLEAN | CLEANED | Y
HEATING COIL | HEATING COIL | PESTS | PESTS | SENSOR | FAULTY SENSOR | CLOSE | SECURED/CLOSED | Y
HEATING COIL | HEATING COIL | PESTS | PESTS | SENSOR | FAULTY SENSOR | CONN | CONNECTED | Y
HEATING COIL | HEATING COIL | PESTS | PESTS | SENSOR | FAULTY SENSOR | DISCONN | DISCONNECTED | Y
HEATING COIL | HEATING COIL | PESTS | PESTS | SENSOR | FAULTY SENSOR | LUB | LUBRICATED | Y
HEATING COIL | HEATING COIL | PESTS | PESTS | SENSOR | FAULTY SENSOR | NOF | NO FAULT FOUND | Y
HEATING COIL | HEATING COIL | PESTS | PESTS | SENSOR | FAULTY SENSOR | OTHER-R | OTHER REMEDY | Y
HEATING COIL | HEATING COIL | PESTS | PESTS | SENSOR | FAULTY SENSOR | OVH | OVERHAULED/REBUILT/REFURBISHED | Y
HEATING COIL | HEATING COIL | PESTS | PESTS | SENSOR | FAULTY SENSOR | PAINT | PAINTED | Y
HEATING COIL | HEATING COIL | PESTS | PESTS | SENSOR | FAULTY SENSOR | PATCH | PATCHED/PAVED | Y
HEATING COIL | HEATING COIL | PESTS | PESTS | SENSOR | FAULTY SENSOR | PUMP | PUMPED OUT/EMPTIED | Y
HEATING COIL | HEATING COIL | PESTS | PESTS | SENSOR | FAULTY SENSOR | REFILL | REFILLED | Y
HEATING COIL | HEATING COIL | PESTS | PESTS | SENSOR | FAULTY SENSOR | REINS | REINSTALLED | Y
HEATING COIL | HEATING COIL | PESTS | PESTS | SENSOR | FAULTY SENSOR | REMOVE | REMOVED | Y
HEATING COIL | HEATING COIL | PESTS | PESTS | SENSOR | FAULTY SENSOR | REP | REPAIRED/RESTORED/ADJUSTED | Y
HEATING COIL | HEATING COIL | PESTS | PESTS | SENSOR | FAULTY SENSOR | RESEAL | RESEALED/REPACKED | Y
HEATING COIL | HEATING COIL | PESTS | PESTS | SENSOR | FAULTY SENSOR | RESET | RESET/RESTARTED | Y
HEATING COIL | HEATING COIL | PESTS | PESTS | SENSOR | FAULTY SENSOR | REWIRE | REWIRED | Y
HEATING COIL | HEATING COIL | PESTS | PESTS | SENSOR | FAULTY SENSOR | RPL | REPLACED | Y
HEATING COIL | HEATING COIL | PRS | PRESSURE | BREAKTRP | BREAKER TRIP | MOD | MODIFIED | Y
HEATING COIL | HEATING COIL | PRS | PRESSURE | BREAKTRP | BREAKER TRIP | CLEAN | CLEANED | Y
HEATING COIL | HEATING COIL | PRS | PRESSURE | BREAKTRP | BREAKER TRIP | CLOSE | SECURED/CLOSED | Y
HEATING COIL | HEATING COIL | PRS | PRESSURE | BREAKTRP | BREAKER TRIP | CONN | CONNECTED | Y
HEATING COIL | HEATING COIL | PRS | PRESSURE | BREAKTRP | BREAKER TRIP | DISCONN | DISCONNECTED | Y
HEATING COIL | HEATING COIL | PRS | PRESSURE | BREAKTRP | BREAKER TRIP | LUB | LUBRICATED | Y
HEATING COIL | HEATING COIL | PRS | PRESSURE | BREAKTRP | BREAKER TRIP | NOF | NO FAULT FOUND | Y
HEATING COIL | HEATING COIL | PRS | PRESSURE | BREAKTRP | BREAKER TRIP | OTHER-R | OTHER REMEDY | Y
HEATING COIL | HEATING COIL | PRS | PRESSURE | BREAKTRP | BREAKER TRIP | OVH | OVERHAULED/REBUILT/REFURBISHED | Y
HEATING COIL | HEATING COIL | PRS | PRESSURE | BREAKTRP | BREAKER TRIP | PAINT | PAINTED | Y
HEATING COIL | HEATING COIL | PRS | PRESSURE | BREAKTRP | BREAKER TRIP | PATCH | PATCHED/PAVED | Y
HEATING COIL | HEATING COIL | PRS | PRESSURE | BREAKTRP | BREAKER TRIP | PUMP | PUMPED OUT/EMPTIED | Y
HEATING COIL | HEATING COIL | PRS | PRESSURE | BREAKTRP | BREAKER TRIP | REFILL | REFILLED | Y
HEATING COIL | HEATING COIL | PRS | PRESSURE | BREAKTRP | BREAKER TRIP | REINS | REINSTALLED | Y
HEATING COIL | HEATING COIL | PRS | PRESSURE | BREAKTRP | BREAKER TRIP | REMOVE | REMOVED | Y
HEATING COIL | HEATING COIL | PRS | PRESSURE | BREAKTRP | BREAKER TRIP | REP | REPAIRED/RESTORED/ADJUSTED | Y
HEATING COIL | HEATING COIL | PRS | PRESSURE | BREAKTRP | BREAKER TRIP | RESEAL | RESEALED/REPACKED | Y
HEATING COIL | HEATING COIL | PRS | PRESSURE | BREAKTRP | BREAKER TRIP | RESET | RESET/RESTARTED | Y
HEATING COIL | HEATING COIL | PRS | PRESSURE | BREAKTRP | BREAKER TRIP | REWIRE | REWIRED | Y
HEATING COIL | HEATING COIL | PRS | PRESSURE | BREAKTRP | BREAKER TRIP | RPL | REPLACED | Y
HEATING COIL | HEATING COIL | PRS | PRESSURE | CORROSION | RUST/CORROSION | MOD | MODIFIED | Y
HEATING COIL | HEATING COIL | PRS | PRESSURE | CORROSION | RUST/CORROSION | CLEAN | CLEANED | Y
HEATING COIL | HEATING COIL | PRS | PRESSURE | CORROSION | RUST/CORROSION | CLOSE | SECURED/CLOSED | Y
HEATING COIL | HEATING COIL | PRS | PRESSURE | CORROSION | RUST/CORROSION | CONN | CONNECTED | Y
HEATING COIL | HEATING COIL | PRS | PRESSURE | CORROSION | RUST/CORROSION | DISCONN | DISCONNECTED | Y
HEATING COIL | HEATING COIL | PRS | PRESSURE | CORROSION | RUST/CORROSION | LUB | LUBRICATED | Y
HEATING COIL | HEATING COIL | PRS | PRESSURE | CORROSION | RUST/CORROSION | NOF | NO FAULT FOUND | Y
HEATING COIL | HEATING COIL | PRS | PRESSURE | CORROSION | RUST/CORROSION | OTHER-R | OTHER REMEDY | Y
HEATING COIL | HEATING COIL | PRS | PRESSURE | CORROSION | RUST/CORROSION | OVH | OVERHAULED/REBUILT/REFURBISHED | Y
HEATING COIL | HEATING COIL | PRS | PRESSURE | CORROSION | RUST/CORROSION | PAINT | PAINTED | Y
HEATING COIL | HEATING COIL | PRS | PRESSURE | CORROSION | RUST/CORROSION | PATCH | PATCHED/PAVED | Y
HEATING COIL | HEATING COIL | PRS | PRESSURE | CORROSION | RUST/CORROSION | PUMP | PUMPED OUT/EMPTIED | Y
HEATING COIL | HEATING COIL | PRS | PRESSURE | CORROSION | RUST/CORROSION | REFILL | REFILLED | Y
HEATING COIL | HEATING COIL | PRS | PRESSURE | CORROSION | RUST/CORROSION | REINS | REINSTALLED | Y
HEATING COIL | HEATING COIL | PRS | PRESSURE | CORROSION | RUST/CORROSION | REMOVE | REMOVED | Y
HEATING COIL | HEATING COIL | PRS | PRESSURE | CORROSION | RUST/CORROSION | REP | REPAIRED/RESTORED/ADJUSTED | Y
HEATING COIL | HEATING COIL | PRS | PRESSURE | CORROSION | RUST/CORROSION | RESEAL | RESEALED/REPACKED | Y
HEATING COIL | HEATING COIL | PRS | PRESSURE | CORROSION | RUST/CORROSION | RESET | RESET/RESTARTED | Y
HEATING COIL | HEATING COIL | PRS | PRESSURE | CORROSION | RUST/CORROSION | REWIRE | REWIRED | Y
HEATING COIL | HEATING COIL | PRS | PRESSURE | CORROSION | RUST/CORROSION | RPL | REPLACED | Y
HEATING COIL | HEATING COIL | PRS | PRESSURE | DAMAGE | DAMAGED/BROKEN | MOD | MODIFIED | Y
HEATING COIL | HEATING COIL | PRS | PRESSURE | DAMAGE | DAMAGED/BROKEN | CLEAN | CLEANED | Y
HEATING COIL | HEATING COIL | PRS | PRESSURE | DAMAGE | DAMAGED/BROKEN | CLOSE | SECURED/CLOSED | Y
HEATING COIL | HEATING COIL | PRS | PRESSURE | DAMAGE | DAMAGED/BROKEN | CONN | CONNECTED | Y
HEATING COIL | HEATING COIL | PRS | PRESSURE | DAMAGE | DAMAGED/BROKEN | DISCONN | DISCONNECTED | Y
HEATING COIL | HEATING COIL | PRS | PRESSURE | DAMAGE | DAMAGED/BROKEN | LUB | LUBRICATED | Y
HEATING COIL | HEATING COIL | PRS | PRESSURE | DAMAGE | DAMAGED/BROKEN | NOF | NO FAULT FOUND | Y
HEATING COIL | HEATING COIL | PRS | PRESSURE | DAMAGE | DAMAGED/BROKEN | OTHER-R | OTHER REMEDY | Y
HEATING COIL | HEATING COIL | PRS | PRESSURE | DAMAGE | DAMAGED/BROKEN | OVH | OVERHAULED/REBUILT/REFURBISHED | Y
HEATING COIL | HEATING COIL | PRS | PRESSURE | DAMAGE | DAMAGED/BROKEN | PAINT | PAINTED | Y
HEATING COIL | HEATING COIL | PRS | PRESSURE | DAMAGE | DAMAGED/BROKEN | PATCH | PATCHED/PAVED | Y
HEATING COIL | HEATING COIL | PRS | PRESSURE | DAMAGE | DAMAGED/BROKEN | PUMP | PUMPED OUT/EMPTIED | Y
HEATING COIL | HEATING COIL | PRS | PRESSURE | DAMAGE | DAMAGED/BROKEN | REFILL | REFILLED | Y
HEATING COIL | HEATING COIL | PRS | PRESSURE | DAMAGE | DAMAGED/BROKEN | REINS | REINSTALLED | Y
HEATING COIL | HEATING COIL | PRS | PRESSURE | DAMAGE | DAMAGED/BROKEN | REMOVE | REMOVED | Y
HEATING COIL | HEATING COIL | PRS | PRESSURE | DAMAGE | DAMAGED/BROKEN | REP | REPAIRED/RESTORED/ADJUSTED | Y
HEATING COIL | HEATING COIL | PRS | PRESSURE | DAMAGE | DAMAGED/BROKEN | RESEAL | RESEALED/REPACKED | Y
HEATING COIL | HEATING COIL | PRS | PRESSURE | DAMAGE | DAMAGED/BROKEN | RESET | RESET/RESTARTED | Y
HEATING COIL | HEATING COIL | PRS | PRESSURE | DAMAGE | DAMAGED/BROKEN | REWIRE | REWIRED | Y
HEATING COIL | HEATING COIL | PRS | PRESSURE | DAMAGE | DAMAGED/BROKEN | RPL | REPLACED | Y
HEATING COIL | HEATING COIL | PRS | PRESSURE | DESGEN | DESIGN RELATED | MOD | MODIFIED | Y
HEATING COIL | HEATING COIL | PRS | PRESSURE | DESGEN | DESIGN RELATED | CLEAN | CLEANED | Y
HEATING COIL | HEATING COIL | PRS | PRESSURE | DESGEN | DESIGN RELATED | CLOSE | SECURED/CLOSED | Y
HEATING COIL | HEATING COIL | PRS | PRESSURE | DESGEN | DESIGN RELATED | CONN | CONNECTED | Y
HEATING COIL | HEATING COIL | PRS | PRESSURE | DESGEN | DESIGN RELATED | DISCONN | DISCONNECTED | Y
HEATING COIL | HEATING COIL | PRS | PRESSURE | DESGEN | DESIGN RELATED | LUB | LUBRICATED | Y
HEATING COIL | HEATING COIL | PRS | PRESSURE | DESGEN | DESIGN RELATED | NOF | NO FAULT FOUND | Y
HEATING COIL | HEATING COIL | PRS | PRESSURE | DESGEN | DESIGN RELATED | OTHER-R | OTHER REMEDY | Y
HEATING COIL | HEATING COIL | PRS | PRESSURE | DESGEN | DESIGN RELATED | OVH | OVERHAULED/REBUILT/REFURBISHED | Y
HEATING COIL | HEATING COIL | PRS | PRESSURE | DESGEN | DESIGN RELATED | PAINT | PAINTED | Y
HEATING COIL | HEATING COIL | PRS | PRESSURE | DESGEN | DESIGN RELATED | PATCH | PATCHED/PAVED | Y
HEATING COIL | HEATING COIL | PRS | PRESSURE | DESGEN | DESIGN RELATED | PUMP | PUMPED OUT/EMPTIED | Y
HEATING COIL | HEATING COIL | PRS | PRESSURE | DESGEN | DESIGN RELATED | REFILL | REFILLED | Y
HEATING COIL | HEATING COIL | PRS | PRESSURE | DESGEN | DESIGN RELATED | REINS | REINSTALLED | Y
HEATING COIL | HEATING COIL | PRS | PRESSURE | DESGEN | DESIGN RELATED | REMOVE | REMOVED | Y
HEATING COIL | HEATING COIL | PRS | PRESSURE | DESGEN | DESIGN RELATED | REP | REPAIRED/RESTORED/ADJUSTED | Y
HEATING COIL | HEATING COIL | PRS | PRESSURE | DESGEN | DESIGN RELATED | RESEAL | RESEALED/REPACKED | Y
HEATING COIL | HEATING COIL | PRS | PRESSURE | DESGEN | DESIGN RELATED | RESET | RESET/RESTARTED | Y
HEATING COIL | HEATING COIL | PRS | PRESSURE | DESGEN | DESIGN RELATED | REWIRE | REWIRED | Y
HEATING COIL | HEATING COIL | PRS | PRESSURE | DESGEN | DESIGN RELATED | RPL | REPLACED | Y
HEATING COIL | HEATING COIL | PRS | PRESSURE | DIRTY | DIRTY | MOD | MODIFIED | Y
HEATING COIL | HEATING COIL | PRS | PRESSURE | DIRTY | DIRTY | CLEAN | CLEANED | Y
HEATING COIL | HEATING COIL | PRS | PRESSURE | DIRTY | DIRTY | CLOSE | SECURED/CLOSED | Y
HEATING COIL | HEATING COIL | PRS | PRESSURE | DIRTY | DIRTY | CONN | CONNECTED | Y
HEATING COIL | HEATING COIL | PRS | PRESSURE | DIRTY | DIRTY | DISCONN | DISCONNECTED | Y
HEATING COIL | HEATING COIL | PRS | PRESSURE | DIRTY | DIRTY | LUB | LUBRICATED | Y
HEATING COIL | HEATING COIL | PRS | PRESSURE | DIRTY | DIRTY | NOF | NO FAULT FOUND | Y
HEATING COIL | HEATING COIL | PRS | PRESSURE | DIRTY | DIRTY | OTHER-R | OTHER REMEDY | Y
HEATING COIL | HEATING COIL | PRS | PRESSURE | DIRTY | DIRTY | OVH | OVERHAULED/REBUILT/REFURBISHED | Y
HEATING COIL | HEATING COIL | PRS | PRESSURE | DIRTY | DIRTY | PAINT | PAINTED | Y
HEATING COIL | HEATING COIL | PRS | PRESSURE | DIRTY | DIRTY | PATCH | PATCHED/PAVED | Y
HEATING COIL | HEATING COIL | PRS | PRESSURE | DIRTY | DIRTY | PUMP | PUMPED OUT/EMPTIED | Y
HEATING COIL | HEATING COIL | PRS | PRESSURE | DIRTY | DIRTY | REFILL | REFILLED | Y
HEATING COIL | HEATING COIL | PRS | PRESSURE | DIRTY | DIRTY | REINS | REINSTALLED | Y
HEATING COIL | HEATING COIL | PRS | PRESSURE | DIRTY | DIRTY | REMOVE | REMOVED | Y
HEATING COIL | HEATING COIL | PRS | PRESSURE | DIRTY | DIRTY | REP | REPAIRED/RESTORED/ADJUSTED | Y
HEATING COIL | HEATING COIL | PRS | PRESSURE | DIRTY | DIRTY | RESEAL | RESEALED/REPACKED | Y
HEATING COIL | HEATING COIL | PRS | PRESSURE | DIRTY | DIRTY | RESET | RESET/RESTARTED | Y
HEATING COIL | HEATING COIL | PRS | PRESSURE | DIRTY | DIRTY | REWIRE | REWIRED | Y
HEATING COIL | HEATING COIL | PRS | PRESSURE | DIRTY | DIRTY | RPL | REPLACED | Y
HEATING COIL | HEATING COIL | PRS | PRESSURE | EXPWT | EXPECTED WEAR AND TEAR | MOD | MODIFIED | Y
HEATING COIL | HEATING COIL | PRS | PRESSURE | EXPWT | EXPECTED WEAR AND TEAR | CLEAN | CLEANED | Y
HEATING COIL | HEATING COIL | PRS | PRESSURE | EXPWT | EXPECTED WEAR AND TEAR | CLOSE | SECURED/CLOSED | Y
HEATING COIL | HEATING COIL | PRS | PRESSURE | EXPWT | EXPECTED WEAR AND TEAR | CONN | CONNECTED | Y
HEATING COIL | HEATING COIL | PRS | PRESSURE | EXPWT | EXPECTED WEAR AND TEAR | DISCONN | DISCONNECTED | Y
HEATING COIL | HEATING COIL | PRS | PRESSURE | EXPWT | EXPECTED WEAR AND TEAR | LUB | LUBRICATED | Y
HEATING COIL | HEATING COIL | PRS | PRESSURE | EXPWT | EXPECTED WEAR AND TEAR | NOF | NO FAULT FOUND | Y
HEATING COIL | HEATING COIL | PRS | PRESSURE | EXPWT | EXPECTED WEAR AND TEAR | OTHER-R | OTHER REMEDY | Y
HEATING COIL | HEATING COIL | PRS | PRESSURE | EXPWT | EXPECTED WEAR AND TEAR | OVH | OVERHAULED/REBUILT/REFURBISHED | Y
HEATING COIL | HEATING COIL | PRS | PRESSURE | EXPWT | EXPECTED WEAR AND TEAR | PAINT | PAINTED | Y
HEATING COIL | HEATING COIL | PRS | PRESSURE | EXPWT | EXPECTED WEAR AND TEAR | PATCH | PATCHED/PAVED | Y
HEATING COIL | HEATING COIL | PRS | PRESSURE | EXPWT | EXPECTED WEAR AND TEAR | PUMP | PUMPED OUT/EMPTIED | Y
HEATING COIL | HEATING COIL | PRS | PRESSURE | EXPWT | EXPECTED WEAR AND TEAR | REFILL | REFILLED | Y
HEATING COIL | HEATING COIL | PRS | PRESSURE | EXPWT | EXPECTED WEAR AND TEAR | REINS | REINSTALLED | Y
HEATING COIL | HEATING COIL | PRS | PRESSURE | EXPWT | EXPECTED WEAR AND TEAR | REMOVE | REMOVED | Y
HEATING COIL | HEATING COIL | PRS | PRESSURE | EXPWT | EXPECTED WEAR AND TEAR | REP | REPAIRED/RESTORED/ADJUSTED | Y
HEATING COIL | HEATING COIL | PRS | PRESSURE | EXPWT | EXPECTED WEAR AND TEAR | RESEAL | RESEALED/REPACKED | Y
HEATING COIL | HEATING COIL | PRS | PRESSURE | EXPWT | EXPECTED WEAR AND TEAR | RESET | RESET/RESTARTED | Y
HEATING COIL | HEATING COIL | PRS | PRESSURE | EXPWT | EXPECTED WEAR AND TEAR | REWIRE | REWIRED | Y
HEATING COIL | HEATING COIL | PRS | PRESSURE | EXPWT | EXPECTED WEAR AND TEAR | RPL | REPLACED | Y
HEATING COIL | HEATING COIL | PRS | PRESSURE | FABGEN | FABRICATION/INSTALLATION RELATED | MOD | MODIFIED | Y
HEATING COIL | HEATING COIL | PRS | PRESSURE | FABGEN | FABRICATION/INSTALLATION RELATED | CLEAN | CLEANED | Y
HEATING COIL | HEATING COIL | PRS | PRESSURE | FABGEN | FABRICATION/INSTALLATION RELATED | CLOSE | SECURED/CLOSED | Y
HEATING COIL | HEATING COIL | PRS | PRESSURE | FABGEN | FABRICATION/INSTALLATION RELATED | CONN | CONNECTED | Y
HEATING COIL | HEATING COIL | PRS | PRESSURE | FABGEN | FABRICATION/INSTALLATION RELATED | DISCONN | DISCONNECTED | Y
HEATING COIL | HEATING COIL | PRS | PRESSURE | FABGEN | FABRICATION/INSTALLATION RELATED | LUB | LUBRICATED | Y
HEATING COIL | HEATING COIL | PRS | PRESSURE | FABGEN | FABRICATION/INSTALLATION RELATED | NOF | NO FAULT FOUND | Y
HEATING COIL | HEATING COIL | PRS | PRESSURE | FABGEN | FABRICATION/INSTALLATION RELATED | OTHER-R | OTHER REMEDY | Y
HEATING COIL | HEATING COIL | PRS | PRESSURE | FABGEN | FABRICATION/INSTALLATION RELATED | OVH | OVERHAULED/REBUILT/REFURBISHED | Y
HEATING COIL | HEATING COIL | PRS | PRESSURE | FABGEN | FABRICATION/INSTALLATION RELATED | PAINT | PAINTED | Y
HEATING COIL | HEATING COIL | PRS | PRESSURE | FABGEN | FABRICATION/INSTALLATION RELATED | PATCH | PATCHED/PAVED | Y
HEATING COIL | HEATING COIL | PRS | PRESSURE | FABGEN | FABRICATION/INSTALLATION RELATED | PUMP | PUMPED OUT/EMPTIED | Y
HEATING COIL | HEATING COIL | PRS | PRESSURE | FABGEN | FABRICATION/INSTALLATION RELATED | REFILL | REFILLED | Y
HEATING COIL | HEATING COIL | PRS | PRESSURE | FABGEN | FABRICATION/INSTALLATION RELATED | REINS | REINSTALLED | Y
HEATING COIL | HEATING COIL | PRS | PRESSURE | FABGEN | FABRICATION/INSTALLATION RELATED | REMOVE | REMOVED | Y
HEATING COIL | HEATING COIL | PRS | PRESSURE | FABGEN | FABRICATION/INSTALLATION RELATED | REP | REPAIRED/RESTORED/ADJUSTED | Y
HEATING COIL | HEATING COIL | PRS | PRESSURE | FABGEN | FABRICATION/INSTALLATION RELATED | RESEAL | RESEALED/REPACKED | Y
HEATING COIL | HEATING COIL | PRS | PRESSURE | FABGEN | FABRICATION/INSTALLATION RELATED | RESET | RESET/RESTARTED | Y
HEATING COIL | HEATING COIL | PRS | PRESSURE | FABGEN | FABRICATION/INSTALLATION RELATED | REWIRE | REWIRED | Y
HEATING COIL | HEATING COIL | PRS | PRESSURE | FABGEN | FABRICATION/INSTALLATION RELATED | RPL | REPLACED | Y
HEATING COIL | HEATING COIL | PRS | PRESSURE | IMPMAT | IMPROPER MATERIAL | MOD | MODIFIED | Y
HEATING COIL | HEATING COIL | PRS | PRESSURE | IMPMAT | IMPROPER MATERIAL | CLEAN | CLEANED | Y
HEATING COIL | HEATING COIL | PRS | PRESSURE | IMPMAT | IMPROPER MATERIAL | CLOSE | SECURED/CLOSED | Y
HEATING COIL | HEATING COIL | PRS | PRESSURE | IMPMAT | IMPROPER MATERIAL | CONN | CONNECTED | Y
HEATING COIL | HEATING COIL | PRS | PRESSURE | IMPMAT | IMPROPER MATERIAL | DISCONN | DISCONNECTED | Y
HEATING COIL | HEATING COIL | PRS | PRESSURE | IMPMAT | IMPROPER MATERIAL | LUB | LUBRICATED | Y
HEATING COIL | HEATING COIL | PRS | PRESSURE | IMPMAT | IMPROPER MATERIAL | NOF | NO FAULT FOUND | Y
HEATING COIL | HEATING COIL | PRS | PRESSURE | IMPMAT | IMPROPER MATERIAL | OTHER-R | OTHER REMEDY | Y
HEATING COIL | HEATING COIL | PRS | PRESSURE | IMPMAT | IMPROPER MATERIAL | OVH | OVERHAULED/REBUILT/REFURBISHED | Y
HEATING COIL | HEATING COIL | PRS | PRESSURE | IMPMAT | IMPROPER MATERIAL | PAINT | PAINTED | Y
HEATING COIL | HEATING COIL | PRS | PRESSURE | IMPMAT | IMPROPER MATERIAL | PATCH | PATCHED/PAVED | Y
HEATING COIL | HEATING COIL | PRS | PRESSURE | IMPMAT | IMPROPER MATERIAL | PUMP | PUMPED OUT/EMPTIED | Y
HEATING COIL | HEATING COIL | PRS | PRESSURE | IMPMAT | IMPROPER MATERIAL | REFILL | REFILLED | Y
HEATING COIL | HEATING COIL | PRS | PRESSURE | IMPMAT | IMPROPER MATERIAL | REINS | REINSTALLED | Y
HEATING COIL | HEATING COIL | PRS | PRESSURE | IMPMAT | IMPROPER MATERIAL | REMOVE | REMOVED | Y
HEATING COIL | HEATING COIL | PRS | PRESSURE | IMPMAT | IMPROPER MATERIAL | REP | REPAIRED/RESTORED/ADJUSTED | Y
HEATING COIL | HEATING COIL | PRS | PRESSURE | IMPMAT | IMPROPER MATERIAL | RESEAL | RESEALED/REPACKED | Y
HEATING COIL | HEATING COIL | PRS | PRESSURE | IMPMAT | IMPROPER MATERIAL | RESET | RESET/RESTARTED | Y
HEATING COIL | HEATING COIL | PRS | PRESSURE | IMPMAT | IMPROPER MATERIAL | REWIRE | REWIRED | Y
HEATING COIL | HEATING COIL | PRS | PRESSURE | IMPMAT | IMPROPER MATERIAL | RPL | REPLACED | Y
HEATING COIL | HEATING COIL | PRS | PRESSURE | LEAK | LEAK | MOD | MODIFIED | Y
HEATING COIL | HEATING COIL | PRS | PRESSURE | LEAK | LEAK | CLEAN | CLEANED | Y
HEATING COIL | HEATING COIL | PRS | PRESSURE | LEAK | LEAK | CLOSE | SECURED/CLOSED | Y
HEATING COIL | HEATING COIL | PRS | PRESSURE | LEAK | LEAK | CONN | CONNECTED | Y
HEATING COIL | HEATING COIL | PRS | PRESSURE | LEAK | LEAK | DISCONN | DISCONNECTED | Y
HEATING COIL | HEATING COIL | PRS | PRESSURE | LEAK | LEAK | LUB | LUBRICATED | Y
HEATING COIL | HEATING COIL | PRS | PRESSURE | LEAK | LEAK | NOF | NO FAULT FOUND | Y
HEATING COIL | HEATING COIL | PRS | PRESSURE | LEAK | LEAK | OTHER-R | OTHER REMEDY | Y
HEATING COIL | HEATING COIL | PRS | PRESSURE | LEAK | LEAK | OVH | OVERHAULED/REBUILT/REFURBISHED | Y
HEATING COIL | HEATING COIL | PRS | PRESSURE | LEAK | LEAK | PAINT | PAINTED | Y
HEATING COIL | HEATING COIL | PRS | PRESSURE | LEAK | LEAK | PATCH | PATCHED/PAVED | Y
HEATING COIL | HEATING COIL | PRS | PRESSURE | LEAK | LEAK | PUMP | PUMPED OUT/EMPTIED | Y
HEATING COIL | HEATING COIL | PRS | PRESSURE | LEAK | LEAK | REFILL | REFILLED | Y
HEATING COIL | HEATING COIL | PRS | PRESSURE | LEAK | LEAK | REINS | REINSTALLED | Y
HEATING COIL | HEATING COIL | PRS | PRESSURE | LEAK | LEAK | REMOVE | REMOVED | Y
HEATING COIL | HEATING COIL | PRS | PRESSURE | LEAK | LEAK | REP | REPAIRED/RESTORED/ADJUSTED | Y
HEATING COIL | HEATING COIL | PRS | PRESSURE | LEAK | LEAK | RESEAL | RESEALED/REPACKED | Y
HEATING COIL | HEATING COIL | PRS | PRESSURE | LEAK | LEAK | RESET | RESET/RESTARTED | Y
HEATING COIL | HEATING COIL | PRS | PRESSURE | LEAK | LEAK | REWIRE | REWIRED | Y
HEATING COIL | HEATING COIL | PRS | PRESSURE | LEAK | LEAK | RPL | REPLACED | Y
HEATING COIL | HEATING COIL | PRS | PRESSURE | LOOSE | LOOSE/MISALIGNED | MOD | MODIFIED | Y
HEATING COIL | HEATING COIL | PRS | PRESSURE | LOOSE | LOOSE/MISALIGNED | CLEAN | CLEANED | Y
HEATING COIL | HEATING COIL | PRS | PRESSURE | LOOSE | LOOSE/MISALIGNED | CLOSE | SECURED/CLOSED | Y
HEATING COIL | HEATING COIL | PRS | PRESSURE | LOOSE | LOOSE/MISALIGNED | CONN | CONNECTED | Y
HEATING COIL | HEATING COIL | PRS | PRESSURE | LOOSE | LOOSE/MISALIGNED | DISCONN | DISCONNECTED | Y
HEATING COIL | HEATING COIL | PRS | PRESSURE | LOOSE | LOOSE/MISALIGNED | LUB | LUBRICATED | Y
HEATING COIL | HEATING COIL | PRS | PRESSURE | LOOSE | LOOSE/MISALIGNED | NOF | NO FAULT FOUND | Y
HEATING COIL | HEATING COIL | PRS | PRESSURE | LOOSE | LOOSE/MISALIGNED | OTHER-R | OTHER REMEDY | Y
HEATING COIL | HEATING COIL | PRS | PRESSURE | LOOSE | LOOSE/MISALIGNED | OVH | OVERHAULED/REBUILT/REFURBISHED | Y
HEATING COIL | HEATING COIL | PRS | PRESSURE | LOOSE | LOOSE/MISALIGNED | PAINT | PAINTED | Y
HEATING COIL | HEATING COIL | PRS | PRESSURE | LOOSE | LOOSE/MISALIGNED | PATCH | PATCHED/PAVED | Y
HEATING COIL | HEATING COIL | PRS | PRESSURE | LOOSE | LOOSE/MISALIGNED | PUMP | PUMPED OUT/EMPTIED | Y
HEATING COIL | HEATING COIL | PRS | PRESSURE | LOOSE | LOOSE/MISALIGNED | REFILL | REFILLED | Y
HEATING COIL | HEATING COIL | PRS | PRESSURE | LOOSE | LOOSE/MISALIGNED | REINS | REINSTALLED | Y
HEATING COIL | HEATING COIL | PRS | PRESSURE | LOOSE | LOOSE/MISALIGNED | REMOVE | REMOVED | Y
HEATING COIL | HEATING COIL | PRS | PRESSURE | LOOSE | LOOSE/MISALIGNED | REP | REPAIRED/RESTORED/ADJUSTED | Y
HEATING COIL | HEATING COIL | PRS | PRESSURE | LOOSE | LOOSE/MISALIGNED | RESEAL | RESEALED/REPACKED | Y
HEATING COIL | HEATING COIL | PRS | PRESSURE | LOOSE | LOOSE/MISALIGNED | RESET | RESET/RESTARTED | Y
HEATING COIL | HEATING COIL | PRS | PRESSURE | LOOSE | LOOSE/MISALIGNED | REWIRE | REWIRED | Y
HEATING COIL | HEATING COIL | PRS | PRESSURE | LOOSE | LOOSE/MISALIGNED | RPL | REPLACED | Y
HEATING COIL | HEATING COIL | PRS | PRESSURE | NOCAUSE | NO CAUSE FOUND | MOD | MODIFIED | Y
HEATING COIL | HEATING COIL | PRS | PRESSURE | NOCAUSE | NO CAUSE FOUND | CLEAN | CLEANED | Y
HEATING COIL | HEATING COIL | PRS | PRESSURE | NOCAUSE | NO CAUSE FOUND | CLOSE | SECURED/CLOSED | Y
HEATING COIL | HEATING COIL | PRS | PRESSURE | NOCAUSE | NO CAUSE FOUND | CONN | CONNECTED | Y
HEATING COIL | HEATING COIL | PRS | PRESSURE | NOCAUSE | NO CAUSE FOUND | DISCONN | DISCONNECTED | Y
HEATING COIL | HEATING COIL | PRS | PRESSURE | NOCAUSE | NO CAUSE FOUND | LUB | LUBRICATED | Y
HEATING COIL | HEATING COIL | PRS | PRESSURE | NOCAUSE | NO CAUSE FOUND | NOF | NO FAULT FOUND | Y
HEATING COIL | HEATING COIL | PRS | PRESSURE | NOCAUSE | NO CAUSE FOUND | OTHER-R | OTHER REMEDY | Y
HEATING COIL | HEATING COIL | PRS | PRESSURE | NOCAUSE | NO CAUSE FOUND | OVH | OVERHAULED/REBUILT/REFURBISHED | Y
HEATING COIL | HEATING COIL | PRS | PRESSURE | NOCAUSE | NO CAUSE FOUND | PAINT | PAINTED | Y
HEATING COIL | HEATING COIL | PRS | PRESSURE | NOCAUSE | NO CAUSE FOUND | PATCH | PATCHED/PAVED | Y
HEATING COIL | HEATING COIL | PRS | PRESSURE | NOCAUSE | NO CAUSE FOUND | PUMP | PUMPED OUT/EMPTIED | Y
HEATING COIL | HEATING COIL | PRS | PRESSURE | NOCAUSE | NO CAUSE FOUND | REFILL | REFILLED | Y
HEATING COIL | HEATING COIL | PRS | PRESSURE | NOCAUSE | NO CAUSE FOUND | REINS | REINSTALLED | Y
HEATING COIL | HEATING COIL | PRS | PRESSURE | NOCAUSE | NO CAUSE FOUND | REMOVE | REMOVED | Y
HEATING COIL | HEATING COIL | PRS | PRESSURE | NOCAUSE | NO CAUSE FOUND | REP | REPAIRED/RESTORED/ADJUSTED | Y
HEATING COIL | HEATING COIL | PRS | PRESSURE | NOCAUSE | NO CAUSE FOUND | RESEAL | RESEALED/REPACKED | Y
HEATING COIL | HEATING COIL | PRS | PRESSURE | NOCAUSE | NO CAUSE FOUND | RESET | RESET/RESTARTED | Y
HEATING COIL | HEATING COIL | PRS | PRESSURE | NOCAUSE | NO CAUSE FOUND | REWIRE | REWIRED | Y
HEATING COIL | HEATING COIL | PRS | PRESSURE | NOCAUSE | NO CAUSE FOUND | RPL | REPLACED | Y
HEATING COIL | HEATING COIL | PRS | PRESSURE | OBSTR | JAMMED/OBSTRUCTED | MOD | MODIFIED | Y
HEATING COIL | HEATING COIL | PRS | PRESSURE | OBSTR | JAMMED/OBSTRUCTED | CLEAN | CLEANED | Y
HEATING COIL | HEATING COIL | PRS | PRESSURE | OBSTR | JAMMED/OBSTRUCTED | CLOSE | SECURED/CLOSED | Y
HEATING COIL | HEATING COIL | PRS | PRESSURE | OBSTR | JAMMED/OBSTRUCTED | CONN | CONNECTED | Y
HEATING COIL | HEATING COIL | PRS | PRESSURE | OBSTR | JAMMED/OBSTRUCTED | DISCONN | DISCONNECTED | Y
HEATING COIL | HEATING COIL | PRS | PRESSURE | OBSTR | JAMMED/OBSTRUCTED | LUB | LUBRICATED | Y
HEATING COIL | HEATING COIL | PRS | PRESSURE | OBSTR | JAMMED/OBSTRUCTED | NOF | NO FAULT FOUND | Y
HEATING COIL | HEATING COIL | PRS | PRESSURE | OBSTR | JAMMED/OBSTRUCTED | OTHER-R | OTHER REMEDY | Y
HEATING COIL | HEATING COIL | PRS | PRESSURE | OBSTR | JAMMED/OBSTRUCTED | OVH | OVERHAULED/REBUILT/REFURBISHED | Y
HEATING COIL | HEATING COIL | PRS | PRESSURE | OBSTR | JAMMED/OBSTRUCTED | PAINT | PAINTED | Y
HEATING COIL | HEATING COIL | PRS | PRESSURE | OBSTR | JAMMED/OBSTRUCTED | PATCH | PATCHED/PAVED | Y
HEATING COIL | HEATING COIL | PRS | PRESSURE | OBSTR | JAMMED/OBSTRUCTED | PUMP | PUMPED OUT/EMPTIED | Y
HEATING COIL | HEATING COIL | PRS | PRESSURE | OBSTR | JAMMED/OBSTRUCTED | REFILL | REFILLED | Y
HEATING COIL | HEATING COIL | PRS | PRESSURE | OBSTR | JAMMED/OBSTRUCTED | REINS | REINSTALLED | Y
HEATING COIL | HEATING COIL | PRS | PRESSURE | OBSTR | JAMMED/OBSTRUCTED | REMOVE | REMOVED | Y
HEATING COIL | HEATING COIL | PRS | PRESSURE | OBSTR | JAMMED/OBSTRUCTED | REP | REPAIRED/RESTORED/ADJUSTED | Y
HEATING COIL | HEATING COIL | PRS | PRESSURE | OBSTR | JAMMED/OBSTRUCTED | RESEAL | RESEALED/REPACKED | Y
HEATING COIL | HEATING COIL | PRS | PRESSURE | OBSTR | JAMMED/OBSTRUCTED | RESET | RESET/RESTARTED | Y
HEATING COIL | HEATING COIL | PRS | PRESSURE | OBSTR | JAMMED/OBSTRUCTED | REWIRE | REWIRED | Y
HEATING COIL | HEATING COIL | PRS | PRESSURE | OBSTR | JAMMED/OBSTRUCTED | RPL | REPLACED | Y
HEATING COIL | HEATING COIL | PRS | PRESSURE | OPSERRMTCERR | OPERATIONS/MAINTENANCE RELATED | MOD | MODIFIED | Y
HEATING COIL | HEATING COIL | PRS | PRESSURE | OPSERRMTCERR | OPERATIONS/MAINTENANCE RELATED | CLEAN | CLEANED | Y
HEATING COIL | HEATING COIL | PRS | PRESSURE | OPSERRMTCERR | OPERATIONS/MAINTENANCE RELATED | CLOSE | SECURED/CLOSED | Y
HEATING COIL | HEATING COIL | PRS | PRESSURE | OPSERRMTCERR | OPERATIONS/MAINTENANCE RELATED | CONN | CONNECTED | Y
HEATING COIL | HEATING COIL | PRS | PRESSURE | OPSERRMTCERR | OPERATIONS/MAINTENANCE RELATED | DISCONN | DISCONNECTED | Y
HEATING COIL | HEATING COIL | PRS | PRESSURE | OPSERRMTCERR | OPERATIONS/MAINTENANCE RELATED | LUB | LUBRICATED | Y
HEATING COIL | HEATING COIL | PRS | PRESSURE | OPSERRMTCERR | OPERATIONS/MAINTENANCE RELATED | NOF | NO FAULT FOUND | Y
HEATING COIL | HEATING COIL | PRS | PRESSURE | OPSERRMTCERR | OPERATIONS/MAINTENANCE RELATED | OTHER-R | OTHER REMEDY | Y
HEATING COIL | HEATING COIL | PRS | PRESSURE | OPSERRMTCERR | OPERATIONS/MAINTENANCE RELATED | OVH | OVERHAULED/REBUILT/REFURBISHED | Y
HEATING COIL | HEATING COIL | PRS | PRESSURE | OPSERRMTCERR | OPERATIONS/MAINTENANCE RELATED | PAINT | PAINTED | Y
HEATING COIL | HEATING COIL | PRS | PRESSURE | OPSERRMTCERR | OPERATIONS/MAINTENANCE RELATED | PATCH | PATCHED/PAVED | Y
HEATING COIL | HEATING COIL | PRS | PRESSURE | OPSERRMTCERR | OPERATIONS/MAINTENANCE RELATED | PUMP | PUMPED OUT/EMPTIED | Y
HEATING COIL | HEATING COIL | PRS | PRESSURE | OPSERRMTCERR | OPERATIONS/MAINTENANCE RELATED | REFILL | REFILLED | Y
HEATING COIL | HEATING COIL | PRS | PRESSURE | OPSERRMTCERR | OPERATIONS/MAINTENANCE RELATED | REINS | REINSTALLED | Y
HEATING COIL | HEATING COIL | PRS | PRESSURE | OPSERRMTCERR | OPERATIONS/MAINTENANCE RELATED | REMOVE | REMOVED | Y
HEATING COIL | HEATING COIL | PRS | PRESSURE | OPSERRMTCERR | OPERATIONS/MAINTENANCE RELATED | REP | REPAIRED/RESTORED/ADJUSTED | Y
HEATING COIL | HEATING COIL | PRS | PRESSURE | OPSERRMTCERR | OPERATIONS/MAINTENANCE RELATED | RESEAL | RESEALED/REPACKED | Y
HEATING COIL | HEATING COIL | PRS | PRESSURE | OPSERRMTCERR | OPERATIONS/MAINTENANCE RELATED | RESET | RESET/RESTARTED | Y
HEATING COIL | HEATING COIL | PRS | PRESSURE | OPSERRMTCERR | OPERATIONS/MAINTENANCE RELATED | REWIRE | REWIRED | Y
HEATING COIL | HEATING COIL | PRS | PRESSURE | OPSERRMTCERR | OPERATIONS/MAINTENANCE RELATED | RPL | REPLACED | Y
HEATING COIL | HEATING COIL | PRS | PRESSURE | OTHER-C | OTHER CAUSE | MOD | MODIFIED | Y
HEATING COIL | HEATING COIL | PRS | PRESSURE | OTHER-C | OTHER CAUSE | CLEAN | CLEANED | Y
HEATING COIL | HEATING COIL | PRS | PRESSURE | OTHER-C | OTHER CAUSE | CLOSE | SECURED/CLOSED | Y
HEATING COIL | HEATING COIL | PRS | PRESSURE | OTHER-C | OTHER CAUSE | CONN | CONNECTED | Y
HEATING COIL | HEATING COIL | PRS | PRESSURE | OTHER-C | OTHER CAUSE | DISCONN | DISCONNECTED | Y
HEATING COIL | HEATING COIL | PRS | PRESSURE | OTHER-C | OTHER CAUSE | LUB | LUBRICATED | Y
HEATING COIL | HEATING COIL | PRS | PRESSURE | OTHER-C | OTHER CAUSE | NOF | NO FAULT FOUND | Y
HEATING COIL | HEATING COIL | PRS | PRESSURE | OTHER-C | OTHER CAUSE | OTHER-R | OTHER REMEDY | Y
HEATING COIL | HEATING COIL | PRS | PRESSURE | OTHER-C | OTHER CAUSE | OVH | OVERHAULED/REBUILT/REFURBISHED | Y
HEATING COIL | HEATING COIL | PRS | PRESSURE | OTHER-C | OTHER CAUSE | PAINT | PAINTED | Y
HEATING COIL | HEATING COIL | PRS | PRESSURE | OTHER-C | OTHER CAUSE | PATCH | PATCHED/PAVED | Y
HEATING COIL | HEATING COIL | PRS | PRESSURE | OTHER-C | OTHER CAUSE | PUMP | PUMPED OUT/EMPTIED | Y
HEATING COIL | HEATING COIL | PRS | PRESSURE | OTHER-C | OTHER CAUSE | REFILL | REFILLED | Y
HEATING COIL | HEATING COIL | PRS | PRESSURE | OTHER-C | OTHER CAUSE | REINS | REINSTALLED | Y
HEATING COIL | HEATING COIL | PRS | PRESSURE | OTHER-C | OTHER CAUSE | REMOVE | REMOVED | Y
HEATING COIL | HEATING COIL | PRS | PRESSURE | OTHER-C | OTHER CAUSE | REP | REPAIRED/RESTORED/ADJUSTED | Y
HEATING COIL | HEATING COIL | PRS | PRESSURE | OTHER-C | OTHER CAUSE | RESEAL | RESEALED/REPACKED | Y
HEATING COIL | HEATING COIL | PRS | PRESSURE | OTHER-C | OTHER CAUSE | RESET | RESET/RESTARTED | Y
HEATING COIL | HEATING COIL | PRS | PRESSURE | OTHER-C | OTHER CAUSE | REWIRE | REWIRED | Y
HEATING COIL | HEATING COIL | PRS | PRESSURE | OTHER-C | OTHER CAUSE | RPL | REPLACED | Y
HEATING COIL | HEATING COIL | PRS | PRESSURE | POWERSUP | POWER SUPPLY | MOD | MODIFIED | Y
HEATING COIL | HEATING COIL | PRS | PRESSURE | POWERSUP | POWER SUPPLY | CLEAN | CLEANED | Y
HEATING COIL | HEATING COIL | PRS | PRESSURE | POWERSUP | POWER SUPPLY | CLOSE | SECURED/CLOSED | Y
HEATING COIL | HEATING COIL | PRS | PRESSURE | POWERSUP | POWER SUPPLY | CONN | CONNECTED | Y
HEATING COIL | HEATING COIL | PRS | PRESSURE | POWERSUP | POWER SUPPLY | DISCONN | DISCONNECTED | Y
HEATING COIL | HEATING COIL | PRS | PRESSURE | POWERSUP | POWER SUPPLY | LUB | LUBRICATED | Y
HEATING COIL | HEATING COIL | PRS | PRESSURE | POWERSUP | POWER SUPPLY | NOF | NO FAULT FOUND | Y
HEATING COIL | HEATING COIL | PRS | PRESSURE | POWERSUP | POWER SUPPLY | OTHER-R | OTHER REMEDY | Y
HEATING COIL | HEATING COIL | PRS | PRESSURE | POWERSUP | POWER SUPPLY | OVH | OVERHAULED/REBUILT/REFURBISHED | Y
HEATING COIL | HEATING COIL | PRS | PRESSURE | POWERSUP | POWER SUPPLY | PAINT | PAINTED | Y
HEATING COIL | HEATING COIL | PRS | PRESSURE | POWERSUP | POWER SUPPLY | PATCH | PATCHED/PAVED | Y
HEATING COIL | HEATING COIL | PRS | PRESSURE | POWERSUP | POWER SUPPLY | PUMP | PUMPED OUT/EMPTIED | Y
HEATING COIL | HEATING COIL | PRS | PRESSURE | POWERSUP | POWER SUPPLY | REFILL | REFILLED | Y
HEATING COIL | HEATING COIL | PRS | PRESSURE | POWERSUP | POWER SUPPLY | REINS | REINSTALLED | Y
HEATING COIL | HEATING COIL | PRS | PRESSURE | POWERSUP | POWER SUPPLY | REMOVE | REMOVED | Y
HEATING COIL | HEATING COIL | PRS | PRESSURE | POWERSUP | POWER SUPPLY | REP | REPAIRED/RESTORED/ADJUSTED | Y
HEATING COIL | HEATING COIL | PRS | PRESSURE | POWERSUP | POWER SUPPLY | RESEAL | RESEALED/REPACKED | Y
HEATING COIL | HEATING COIL | PRS | PRESSURE | POWERSUP | POWER SUPPLY | RESET | RESET/RESTARTED | Y
HEATING COIL | HEATING COIL | PRS | PRESSURE | POWERSUP | POWER SUPPLY | REWIRE | REWIRED | Y
HEATING COIL | HEATING COIL | PRS | PRESSURE | POWERSUP | POWER SUPPLY | RPL | REPLACED | Y
HEATING COIL | HEATING COIL | PRS | PRESSURE | SENSOR | FAULTY SENSOR | MOD | MODIFIED | Y
HEATING COIL | HEATING COIL | PRS | PRESSURE | SENSOR | FAULTY SENSOR | CLEAN | CLEANED | Y
HEATING COIL | HEATING COIL | PRS | PRESSURE | SENSOR | FAULTY SENSOR | CLOSE | SECURED/CLOSED | Y
HEATING COIL | HEATING COIL | PRS | PRESSURE | SENSOR | FAULTY SENSOR | CONN | CONNECTED | Y
HEATING COIL | HEATING COIL | PRS | PRESSURE | SENSOR | FAULTY SENSOR | DISCONN | DISCONNECTED | Y
HEATING COIL | HEATING COIL | PRS | PRESSURE | SENSOR | FAULTY SENSOR | LUB | LUBRICATED | Y
HEATING COIL | HEATING COIL | PRS | PRESSURE | SENSOR | FAULTY SENSOR | NOF | NO FAULT FOUND | Y
HEATING COIL | HEATING COIL | PRS | PRESSURE | SENSOR | FAULTY SENSOR | OTHER-R | OTHER REMEDY | Y
HEATING COIL | HEATING COIL | PRS | PRESSURE | SENSOR | FAULTY SENSOR | OVH | OVERHAULED/REBUILT/REFURBISHED | Y
HEATING COIL | HEATING COIL | PRS | PRESSURE | SENSOR | FAULTY SENSOR | PAINT | PAINTED | Y
HEATING COIL | HEATING COIL | PRS | PRESSURE | SENSOR | FAULTY SENSOR | PATCH | PATCHED/PAVED | Y
HEATING COIL | HEATING COIL | PRS | PRESSURE | SENSOR | FAULTY SENSOR | PUMP | PUMPED OUT/EMPTIED | Y
HEATING COIL | HEATING COIL | PRS | PRESSURE | SENSOR | FAULTY SENSOR | REFILL | REFILLED | Y
HEATING COIL | HEATING COIL | PRS | PRESSURE | SENSOR | FAULTY SENSOR | REINS | REINSTALLED | Y
HEATING COIL | HEATING COIL | PRS | PRESSURE | SENSOR | FAULTY SENSOR | REMOVE | REMOVED | Y
HEATING COIL | HEATING COIL | PRS | PRESSURE | SENSOR | FAULTY SENSOR | REP | REPAIRED/RESTORED/ADJUSTED | Y
HEATING COIL | HEATING COIL | PRS | PRESSURE | SENSOR | FAULTY SENSOR | RESEAL | RESEALED/REPACKED | Y
HEATING COIL | HEATING COIL | PRS | PRESSURE | SENSOR | FAULTY SENSOR | RESET | RESET/RESTARTED | Y
HEATING COIL | HEATING COIL | PRS | PRESSURE | SENSOR | FAULTY SENSOR | REWIRE | REWIRED | Y
HEATING COIL | HEATING COIL | PRS | PRESSURE | SENSOR | FAULTY SENSOR | RPL | REPLACED | Y
HEATING COIL | HEATING COIL | PWR | POWER-ELEC | BREAKTRP | BREAKER TRIP | MOD | MODIFIED | N
HEATING COIL | HEATING COIL | PWR | POWER-ELEC | BREAKTRP | BREAKER TRIP | CLEAN | CLEANED | N
HEATING COIL | HEATING COIL | PWR | POWER-ELEC | BREAKTRP | BREAKER TRIP | CLOSE | SECURED/CLOSED | N
HEATING COIL | HEATING COIL | PWR | POWER-ELEC | BREAKTRP | BREAKER TRIP | CONN | CONNECTED | N
HEATING COIL | HEATING COIL | PWR | POWER-ELEC | BREAKTRP | BREAKER TRIP | DISCONN | DISCONNECTED | N
HEATING COIL | HEATING COIL | PWR | POWER-ELEC | BREAKTRP | BREAKER TRIP | LUB | LUBRICATED | Y
HEATING COIL | HEATING COIL | PWR | POWER-ELEC | BREAKTRP | BREAKER TRIP | NOF | NO FAULT FOUND | N
HEATING COIL | HEATING COIL | PWR | POWER-ELEC | BREAKTRP | BREAKER TRIP | OTHER-R | OTHER REMEDY | N
HEATING COIL | HEATING COIL | PWR | POWER-ELEC | BREAKTRP | BREAKER TRIP | OVH | OVERHAULED/REBUILT/REFURBISHED | N
HEATING COIL | HEATING COIL | PWR | POWER-ELEC | BREAKTRP | BREAKER TRIP | PAINT | PAINTED | Y
HEATING COIL | HEATING COIL | PWR | POWER-ELEC | BREAKTRP | BREAKER TRIP | PATCH | PATCHED/PAVED | Y
HEATING COIL | HEATING COIL | PWR | POWER-ELEC | BREAKTRP | BREAKER TRIP | PUMP | PUMPED OUT/EMPTIED | Y
HEATING COIL | HEATING COIL | PWR | POWER-ELEC | BREAKTRP | BREAKER TRIP | REFILL | REFILLED | Y
HEATING COIL | HEATING COIL | PWR | POWER-ELEC | BREAKTRP | BREAKER TRIP | REINS | REINSTALLED | N
HEATING COIL | HEATING COIL | PWR | POWER-ELEC | BREAKTRP | BREAKER TRIP | REMOVE | REMOVED | N
HEATING COIL | HEATING COIL | PWR | POWER-ELEC | BREAKTRP | BREAKER TRIP | REP | REPAIRED/RESTORED/ADJUSTED | N
HEATING COIL | HEATING COIL | PWR | POWER-ELEC | BREAKTRP | BREAKER TRIP | RESEAL | RESEALED/REPACKED | Y
HEATING COIL | HEATING COIL | PWR | POWER-ELEC | BREAKTRP | BREAKER TRIP | RESET | RESET/RESTARTED | Y
HEATING COIL | HEATING COIL | PWR | POWER-ELEC | BREAKTRP | BREAKER TRIP | REWIRE | REWIRED | N
HEATING COIL | HEATING COIL | PWR | POWER-ELEC | BREAKTRP | BREAKER TRIP | RPL | REPLACED | N
HEATING COIL | HEATING COIL | PWR | POWER-ELEC | CORROSION | RUST/CORROSION | MOD | MODIFIED | N
HEATING COIL | HEATING COIL | PWR | POWER-ELEC | CORROSION | RUST/CORROSION | CLEAN | CLEANED | N
HEATING COIL | HEATING COIL | PWR | POWER-ELEC | CORROSION | RUST/CORROSION | CLOSE | SECURED/CLOSED | N
HEATING COIL | HEATING COIL | PWR | POWER-ELEC | CORROSION | RUST/CORROSION | CONN | CONNECTED | N
HEATING COIL | HEATING COIL | PWR | POWER-ELEC | CORROSION | RUST/CORROSION | DISCONN | DISCONNECTED | N
HEATING COIL | HEATING COIL | PWR | POWER-ELEC | CORROSION | RUST/CORROSION | LUB | LUBRICATED | Y
HEATING COIL | HEATING COIL | PWR | POWER-ELEC | CORROSION | RUST/CORROSION | NOF | NO FAULT FOUND | N
HEATING COIL | HEATING COIL | PWR | POWER-ELEC | CORROSION | RUST/CORROSION | OTHER-R | OTHER REMEDY | N
HEATING COIL | HEATING COIL | PWR | POWER-ELEC | CORROSION | RUST/CORROSION | OVH | OVERHAULED/REBUILT/REFURBISHED | N
HEATING COIL | HEATING COIL | PWR | POWER-ELEC | CORROSION | RUST/CORROSION | PAINT | PAINTED | Y
HEATING COIL | HEATING COIL | PWR | POWER-ELEC | CORROSION | RUST/CORROSION | PATCH | PATCHED/PAVED | Y
HEATING COIL | HEATING COIL | PWR | POWER-ELEC | CORROSION | RUST/CORROSION | PUMP | PUMPED OUT/EMPTIED | Y
HEATING COIL | HEATING COIL | PWR | POWER-ELEC | CORROSION | RUST/CORROSION | REFILL | REFILLED | Y
HEATING COIL | HEATING COIL | PWR | POWER-ELEC | CORROSION | RUST/CORROSION | REINS | REINSTALLED | N
HEATING COIL | HEATING COIL | PWR | POWER-ELEC | CORROSION | RUST/CORROSION | REMOVE | REMOVED | N
HEATING COIL | HEATING COIL | PWR | POWER-ELEC | CORROSION | RUST/CORROSION | REP | REPAIRED/RESTORED/ADJUSTED | N
HEATING COIL | HEATING COIL | PWR | POWER-ELEC | CORROSION | RUST/CORROSION | RESEAL | RESEALED/REPACKED | Y
HEATING COIL | HEATING COIL | PWR | POWER-ELEC | CORROSION | RUST/CORROSION | RESET | RESET/RESTARTED | Y
HEATING COIL | HEATING COIL | PWR | POWER-ELEC | CORROSION | RUST/CORROSION | REWIRE | REWIRED | N
HEATING COIL | HEATING COIL | PWR | POWER-ELEC | CORROSION | RUST/CORROSION | RPL | REPLACED | N
HEATING COIL | HEATING COIL | PWR | POWER-ELEC | DAMAGE | DAMAGED/BROKEN | MOD | MODIFIED | N
HEATING COIL | HEATING COIL | PWR | POWER-ELEC | DAMAGE | DAMAGED/BROKEN | CLEAN | CLEANED | N
HEATING COIL | HEATING COIL | PWR | POWER-ELEC | DAMAGE | DAMAGED/BROKEN | CLOSE | SECURED/CLOSED | N
HEATING COIL | HEATING COIL | PWR | POWER-ELEC | DAMAGE | DAMAGED/BROKEN | CONN | CONNECTED | N
HEATING COIL | HEATING COIL | PWR | POWER-ELEC | DAMAGE | DAMAGED/BROKEN | DISCONN | DISCONNECTED | N
HEATING COIL | HEATING COIL | PWR | POWER-ELEC | DAMAGE | DAMAGED/BROKEN | LUB | LUBRICATED | Y
HEATING COIL | HEATING COIL | PWR | POWER-ELEC | DAMAGE | DAMAGED/BROKEN | NOF | NO FAULT FOUND | N
HEATING COIL | HEATING COIL | PWR | POWER-ELEC | DAMAGE | DAMAGED/BROKEN | OTHER-R | OTHER REMEDY | N
HEATING COIL | HEATING COIL | PWR | POWER-ELEC | DAMAGE | DAMAGED/BROKEN | OVH | OVERHAULED/REBUILT/REFURBISHED | N
HEATING COIL | HEATING COIL | PWR | POWER-ELEC | DAMAGE | DAMAGED/BROKEN | PAINT | PAINTED | Y
HEATING COIL | HEATING COIL | PWR | POWER-ELEC | DAMAGE | DAMAGED/BROKEN | PATCH | PATCHED/PAVED | Y
HEATING COIL | HEATING COIL | PWR | POWER-ELEC | DAMAGE | DAMAGED/BROKEN | PUMP | PUMPED OUT/EMPTIED | Y
HEATING COIL | HEATING COIL | PWR | POWER-ELEC | DAMAGE | DAMAGED/BROKEN | REFILL | REFILLED | Y
HEATING COIL | HEATING COIL | PWR | POWER-ELEC | DAMAGE | DAMAGED/BROKEN | REINS | REINSTALLED | N
HEATING COIL | HEATING COIL | PWR | POWER-ELEC | DAMAGE | DAMAGED/BROKEN | REMOVE | REMOVED | N
HEATING COIL | HEATING COIL | PWR | POWER-ELEC | DAMAGE | DAMAGED/BROKEN | REP | REPAIRED/RESTORED/ADJUSTED | N
HEATING COIL | HEATING COIL | PWR | POWER-ELEC | DAMAGE | DAMAGED/BROKEN | RESEAL | RESEALED/REPACKED | Y
HEATING COIL | HEATING COIL | PWR | POWER-ELEC | DAMAGE | DAMAGED/BROKEN | RESET | RESET/RESTARTED | Y
HEATING COIL | HEATING COIL | PWR | POWER-ELEC | DAMAGE | DAMAGED/BROKEN | REWIRE | REWIRED | N
HEATING COIL | HEATING COIL | PWR | POWER-ELEC | DAMAGE | DAMAGED/BROKEN | RPL | REPLACED | N
HEATING COIL | HEATING COIL | PWR | POWER-ELEC | DESGEN | DESIGN RELATED | MOD | MODIFIED | N
HEATING COIL | HEATING COIL | PWR | POWER-ELEC | DESGEN | DESIGN RELATED | CLEAN | CLEANED | N
HEATING COIL | HEATING COIL | PWR | POWER-ELEC | DESGEN | DESIGN RELATED | CLOSE | SECURED/CLOSED | N
HEATING COIL | HEATING COIL | PWR | POWER-ELEC | DESGEN | DESIGN RELATED | CONN | CONNECTED | N
HEATING COIL | HEATING COIL | PWR | POWER-ELEC | DESGEN | DESIGN RELATED | DISCONN | DISCONNECTED | N
HEATING COIL | HEATING COIL | PWR | POWER-ELEC | DESGEN | DESIGN RELATED | LUB | LUBRICATED | Y
HEATING COIL | HEATING COIL | PWR | POWER-ELEC | DESGEN | DESIGN RELATED | NOF | NO FAULT FOUND | N
HEATING COIL | HEATING COIL | PWR | POWER-ELEC | DESGEN | DESIGN RELATED | OTHER-R | OTHER REMEDY | N
HEATING COIL | HEATING COIL | PWR | POWER-ELEC | DESGEN | DESIGN RELATED | OVH | OVERHAULED/REBUILT/REFURBISHED | N
HEATING COIL | HEATING COIL | PWR | POWER-ELEC | DESGEN | DESIGN RELATED | PAINT | PAINTED | Y
HEATING COIL | HEATING COIL | PWR | POWER-ELEC | DESGEN | DESIGN RELATED | PATCH | PATCHED/PAVED | Y
HEATING COIL | HEATING COIL | PWR | POWER-ELEC | DESGEN | DESIGN RELATED | PUMP | PUMPED OUT/EMPTIED | Y
HEATING COIL | HEATING COIL | PWR | POWER-ELEC | DESGEN | DESIGN RELATED | REFILL | REFILLED | Y
HEATING COIL | HEATING COIL | PWR | POWER-ELEC | DESGEN | DESIGN RELATED | REINS | REINSTALLED | N
HEATING COIL | HEATING COIL | PWR | POWER-ELEC | DESGEN | DESIGN RELATED | REMOVE | REMOVED | N
HEATING COIL | HEATING COIL | PWR | POWER-ELEC | DESGEN | DESIGN RELATED | REP | REPAIRED/RESTORED/ADJUSTED | N
HEATING COIL | HEATING COIL | PWR | POWER-ELEC | DESGEN | DESIGN RELATED | RESEAL | RESEALED/REPACKED | Y
HEATING COIL | HEATING COIL | PWR | POWER-ELEC | DESGEN | DESIGN RELATED | RESET | RESET/RESTARTED | Y
HEATING COIL | HEATING COIL | PWR | POWER-ELEC | DESGEN | DESIGN RELATED | REWIRE | REWIRED | N
HEATING COIL | HEATING COIL | PWR | POWER-ELEC | DESGEN | DESIGN RELATED | RPL | REPLACED | N
HEATING COIL | HEATING COIL | PWR | POWER-ELEC | DIRTY | DIRTY | MOD | MODIFIED | N
HEATING COIL | HEATING COIL | PWR | POWER-ELEC | DIRTY | DIRTY | CLEAN | CLEANED | N
HEATING COIL | HEATING COIL | PWR | POWER-ELEC | DIRTY | DIRTY | CLOSE | SECURED/CLOSED | N
HEATING COIL | HEATING COIL | PWR | POWER-ELEC | DIRTY | DIRTY | CONN | CONNECTED | N
HEATING COIL | HEATING COIL | PWR | POWER-ELEC | DIRTY | DIRTY | DISCONN | DISCONNECTED | N
HEATING COIL | HEATING COIL | PWR | POWER-ELEC | DIRTY | DIRTY | LUB | LUBRICATED | Y
HEATING COIL | HEATING COIL | PWR | POWER-ELEC | DIRTY | DIRTY | NOF | NO FAULT FOUND | N
HEATING COIL | HEATING COIL | PWR | POWER-ELEC | DIRTY | DIRTY | OTHER-R | OTHER REMEDY | N
HEATING COIL | HEATING COIL | PWR | POWER-ELEC | DIRTY | DIRTY | OVH | OVERHAULED/REBUILT/REFURBISHED | N
HEATING COIL | HEATING COIL | PWR | POWER-ELEC | DIRTY | DIRTY | PAINT | PAINTED | Y
HEATING COIL | HEATING COIL | PWR | POWER-ELEC | DIRTY | DIRTY | PATCH | PATCHED/PAVED | Y
HEATING COIL | HEATING COIL | PWR | POWER-ELEC | DIRTY | DIRTY | PUMP | PUMPED OUT/EMPTIED | Y
HEATING COIL | HEATING COIL | PWR | POWER-ELEC | DIRTY | DIRTY | REFILL | REFILLED | Y
HEATING COIL | HEATING COIL | PWR | POWER-ELEC | DIRTY | DIRTY | REINS | REINSTALLED | N
HEATING COIL | HEATING COIL | PWR | POWER-ELEC | DIRTY | DIRTY | REMOVE | REMOVED | N
HEATING COIL | HEATING COIL | PWR | POWER-ELEC | DIRTY | DIRTY | REP | REPAIRED/RESTORED/ADJUSTED | N
HEATING COIL | HEATING COIL | PWR | POWER-ELEC | DIRTY | DIRTY | RESEAL | RESEALED/REPACKED | Y
HEATING COIL | HEATING COIL | PWR | POWER-ELEC | DIRTY | DIRTY | RESET | RESET/RESTARTED | Y
HEATING COIL | HEATING COIL | PWR | POWER-ELEC | DIRTY | DIRTY | REWIRE | REWIRED | N
HEATING COIL | HEATING COIL | PWR | POWER-ELEC | DIRTY | DIRTY | RPL | REPLACED | N
HEATING COIL | HEATING COIL | PWR | POWER-ELEC | EXPWT | EXPECTED WEAR AND TEAR | MOD | MODIFIED | N
HEATING COIL | HEATING COIL | PWR | POWER-ELEC | EXPWT | EXPECTED WEAR AND TEAR | CLEAN | CLEANED | N
HEATING COIL | HEATING COIL | PWR | POWER-ELEC | EXPWT | EXPECTED WEAR AND TEAR | CLOSE | SECURED/CLOSED | N
HEATING COIL | HEATING COIL | PWR | POWER-ELEC | EXPWT | EXPECTED WEAR AND TEAR | CONN | CONNECTED | N
HEATING COIL | HEATING COIL | PWR | POWER-ELEC | EXPWT | EXPECTED WEAR AND TEAR | DISCONN | DISCONNECTED | N
HEATING COIL | HEATING COIL | PWR | POWER-ELEC | EXPWT | EXPECTED WEAR AND TEAR | LUB | LUBRICATED | Y
HEATING COIL | HEATING COIL | PWR | POWER-ELEC | EXPWT | EXPECTED WEAR AND TEAR | NOF | NO FAULT FOUND | N
HEATING COIL | HEATING COIL | PWR | POWER-ELEC | EXPWT | EXPECTED WEAR AND TEAR | OTHER-R | OTHER REMEDY | N
HEATING COIL | HEATING COIL | PWR | POWER-ELEC | EXPWT | EXPECTED WEAR AND TEAR | OVH | OVERHAULED/REBUILT/REFURBISHED | N
HEATING COIL | HEATING COIL | PWR | POWER-ELEC | EXPWT | EXPECTED WEAR AND TEAR | PAINT | PAINTED | Y
HEATING COIL | HEATING COIL | PWR | POWER-ELEC | EXPWT | EXPECTED WEAR AND TEAR | PATCH | PATCHED/PAVED | Y
HEATING COIL | HEATING COIL | PWR | POWER-ELEC | EXPWT | EXPECTED WEAR AND TEAR | PUMP | PUMPED OUT/EMPTIED | Y
HEATING COIL | HEATING COIL | PWR | POWER-ELEC | EXPWT | EXPECTED WEAR AND TEAR | REFILL | REFILLED | Y
HEATING COIL | HEATING COIL | PWR | POWER-ELEC | EXPWT | EXPECTED WEAR AND TEAR | REINS | REINSTALLED | N
HEATING COIL | HEATING COIL | PWR | POWER-ELEC | EXPWT | EXPECTED WEAR AND TEAR | REMOVE | REMOVED | N
HEATING COIL | HEATING COIL | PWR | POWER-ELEC | EXPWT | EXPECTED WEAR AND TEAR | REP | REPAIRED/RESTORED/ADJUSTED | N
HEATING COIL | HEATING COIL | PWR | POWER-ELEC | EXPWT | EXPECTED WEAR AND TEAR | RESEAL | RESEALED/REPACKED | Y
HEATING COIL | HEATING COIL | PWR | POWER-ELEC | EXPWT | EXPECTED WEAR AND TEAR | RESET | RESET/RESTARTED | Y
HEATING COIL | HEATING COIL | PWR | POWER-ELEC | EXPWT | EXPECTED WEAR AND TEAR | REWIRE | REWIRED | N
HEATING COIL | HEATING COIL | PWR | POWER-ELEC | EXPWT | EXPECTED WEAR AND TEAR | RPL | REPLACED | N
HEATING COIL | HEATING COIL | PWR | POWER-ELEC | FABGEN | FABRICATION/INSTALLATION RELATED | MOD | MODIFIED | N
HEATING COIL | HEATING COIL | PWR | POWER-ELEC | FABGEN | FABRICATION/INSTALLATION RELATED | CLEAN | CLEANED | N
HEATING COIL | HEATING COIL | PWR | POWER-ELEC | FABGEN | FABRICATION/INSTALLATION RELATED | CLOSE | SECURED/CLOSED | N
HEATING COIL | HEATING COIL | PWR | POWER-ELEC | FABGEN | FABRICATION/INSTALLATION RELATED | CONN | CONNECTED | N
HEATING COIL | HEATING COIL | PWR | POWER-ELEC | FABGEN | FABRICATION/INSTALLATION RELATED | DISCONN | DISCONNECTED | N
HEATING COIL | HEATING COIL | PWR | POWER-ELEC | FABGEN | FABRICATION/INSTALLATION RELATED | LUB | LUBRICATED | Y
HEATING COIL | HEATING COIL | PWR | POWER-ELEC | FABGEN | FABRICATION/INSTALLATION RELATED | NOF | NO FAULT FOUND | N
HEATING COIL | HEATING COIL | PWR | POWER-ELEC | FABGEN | FABRICATION/INSTALLATION RELATED | OTHER-R | OTHER REMEDY | N
HEATING COIL | HEATING COIL | PWR | POWER-ELEC | FABGEN | FABRICATION/INSTALLATION RELATED | OVH | OVERHAULED/REBUILT/REFURBISHED | N
HEATING COIL | HEATING COIL | PWR | POWER-ELEC | FABGEN | FABRICATION/INSTALLATION RELATED | PAINT | PAINTED | Y
HEATING COIL | HEATING COIL | PWR | POWER-ELEC | FABGEN | FABRICATION/INSTALLATION RELATED | PATCH | PATCHED/PAVED | Y
HEATING COIL | HEATING COIL | PWR | POWER-ELEC | FABGEN | FABRICATION/INSTALLATION RELATED | PUMP | PUMPED OUT/EMPTIED | Y
HEATING COIL | HEATING COIL | PWR | POWER-ELEC | FABGEN | FABRICATION/INSTALLATION RELATED | REFILL | REFILLED | Y
HEATING COIL | HEATING COIL | PWR | POWER-ELEC | FABGEN | FABRICATION/INSTALLATION RELATED | REINS | REINSTALLED | N
HEATING COIL | HEATING COIL | PWR | POWER-ELEC | FABGEN | FABRICATION/INSTALLATION RELATED | REMOVE | REMOVED | N
HEATING COIL | HEATING COIL | PWR | POWER-ELEC | FABGEN | FABRICATION/INSTALLATION RELATED | REP | REPAIRED/RESTORED/ADJUSTED | N
HEATING COIL | HEATING COIL | PWR | POWER-ELEC | FABGEN | FABRICATION/INSTALLATION RELATED | RESEAL | RESEALED/REPACKED | Y
HEATING COIL | HEATING COIL | PWR | POWER-ELEC | FABGEN | FABRICATION/INSTALLATION RELATED | RESET | RESET/RESTARTED | Y
HEATING COIL | HEATING COIL | PWR | POWER-ELEC | FABGEN | FABRICATION/INSTALLATION RELATED | REWIRE | REWIRED | N
HEATING COIL | HEATING COIL | PWR | POWER-ELEC | FABGEN | FABRICATION/INSTALLATION RELATED | RPL | REPLACED | N
HEATING COIL | HEATING COIL | PWR | POWER-ELEC | IMPMAT | IMPROPER MATERIAL | MOD | MODIFIED | Y
HEATING COIL | HEATING COIL | PWR | POWER-ELEC | IMPMAT | IMPROPER MATERIAL | CLEAN | CLEANED | Y
HEATING COIL | HEATING COIL | PWR | POWER-ELEC | IMPMAT | IMPROPER MATERIAL | CLOSE | SECURED/CLOSED | Y
HEATING COIL | HEATING COIL | PWR | POWER-ELEC | IMPMAT | IMPROPER MATERIAL | CONN | CONNECTED | Y
HEATING COIL | HEATING COIL | PWR | POWER-ELEC | IMPMAT | IMPROPER MATERIAL | DISCONN | DISCONNECTED | Y
HEATING COIL | HEATING COIL | PWR | POWER-ELEC | IMPMAT | IMPROPER MATERIAL | LUB | LUBRICATED | Y
HEATING COIL | HEATING COIL | PWR | POWER-ELEC | IMPMAT | IMPROPER MATERIAL | NOF | NO FAULT FOUND | Y
HEATING COIL | HEATING COIL | PWR | POWER-ELEC | IMPMAT | IMPROPER MATERIAL | OTHER-R | OTHER REMEDY | Y
HEATING COIL | HEATING COIL | PWR | POWER-ELEC | IMPMAT | IMPROPER MATERIAL | OVH | OVERHAULED/REBUILT/REFURBISHED | Y
HEATING COIL | HEATING COIL | PWR | POWER-ELEC | IMPMAT | IMPROPER MATERIAL | PAINT | PAINTED | Y
HEATING COIL | HEATING COIL | PWR | POWER-ELEC | IMPMAT | IMPROPER MATERIAL | PATCH | PATCHED/PAVED | Y
HEATING COIL | HEATING COIL | PWR | POWER-ELEC | IMPMAT | IMPROPER MATERIAL | PUMP | PUMPED OUT/EMPTIED | Y
HEATING COIL | HEATING COIL | PWR | POWER-ELEC | IMPMAT | IMPROPER MATERIAL | REFILL | REFILLED | Y
HEATING COIL | HEATING COIL | PWR | POWER-ELEC | IMPMAT | IMPROPER MATERIAL | REINS | REINSTALLED | Y
HEATING COIL | HEATING COIL | PWR | POWER-ELEC | IMPMAT | IMPROPER MATERIAL | REMOVE | REMOVED | Y
HEATING COIL | HEATING COIL | PWR | POWER-ELEC | IMPMAT | IMPROPER MATERIAL | REP | REPAIRED/RESTORED/ADJUSTED | Y
HEATING COIL | HEATING COIL | PWR | POWER-ELEC | IMPMAT | IMPROPER MATERIAL | RESEAL | RESEALED/REPACKED | Y
HEATING COIL | HEATING COIL | PWR | POWER-ELEC | IMPMAT | IMPROPER MATERIAL | RESET | RESET/RESTARTED | Y
HEATING COIL | HEATING COIL | PWR | POWER-ELEC | IMPMAT | IMPROPER MATERIAL | REWIRE | REWIRED | Y
HEATING COIL | HEATING COIL | PWR | POWER-ELEC | IMPMAT | IMPROPER MATERIAL | RPL | REPLACED | Y
HEATING COIL | HEATING COIL | PWR | POWER-ELEC | LEAK | LEAK | MOD | MODIFIED | Y
HEATING COIL | HEATING COIL | PWR | POWER-ELEC | LEAK | LEAK | CLEAN | CLEANED | Y
HEATING COIL | HEATING COIL | PWR | POWER-ELEC | LEAK | LEAK | CLOSE | SECURED/CLOSED | Y
HEATING COIL | HEATING COIL | PWR | POWER-ELEC | LEAK | LEAK | CONN | CONNECTED | Y
HEATING COIL | HEATING COIL | PWR | POWER-ELEC | LEAK | LEAK | DISCONN | DISCONNECTED | Y
HEATING COIL | HEATING COIL | PWR | POWER-ELEC | LEAK | LEAK | LUB | LUBRICATED | Y
HEATING COIL | HEATING COIL | PWR | POWER-ELEC | LEAK | LEAK | NOF | NO FAULT FOUND | Y
HEATING COIL | HEATING COIL | PWR | POWER-ELEC | LEAK | LEAK | OTHER-R | OTHER REMEDY | Y
HEATING COIL | HEATING COIL | PWR | POWER-ELEC | LEAK | LEAK | OVH | OVERHAULED/REBUILT/REFURBISHED | Y
HEATING COIL | HEATING COIL | PWR | POWER-ELEC | LEAK | LEAK | PAINT | PAINTED | Y
HEATING COIL | HEATING COIL | PWR | POWER-ELEC | LEAK | LEAK | PATCH | PATCHED/PAVED | Y
HEATING COIL | HEATING COIL | PWR | POWER-ELEC | LEAK | LEAK | PUMP | PUMPED OUT/EMPTIED | Y
HEATING COIL | HEATING COIL | PWR | POWER-ELEC | LEAK | LEAK | REFILL | REFILLED | Y
HEATING COIL | HEATING COIL | PWR | POWER-ELEC | LEAK | LEAK | REINS | REINSTALLED | Y
HEATING COIL | HEATING COIL | PWR | POWER-ELEC | LEAK | LEAK | REMOVE | REMOVED | Y
HEATING COIL | HEATING COIL | PWR | POWER-ELEC | LEAK | LEAK | REP | REPAIRED/RESTORED/ADJUSTED | Y
HEATING COIL | HEATING COIL | PWR | POWER-ELEC | LEAK | LEAK | RESEAL | RESEALED/REPACKED | Y
HEATING COIL | HEATING COIL | PWR | POWER-ELEC | LEAK | LEAK | RESET | RESET/RESTARTED | Y
HEATING COIL | HEATING COIL | PWR | POWER-ELEC | LEAK | LEAK | REWIRE | REWIRED | Y
HEATING COIL | HEATING COIL | PWR | POWER-ELEC | LEAK | LEAK | RPL | REPLACED | Y
HEATING COIL | HEATING COIL | PWR | POWER-ELEC | LOOSE | LOOSE/MISALIGNED | MOD | MODIFIED | N
HEATING COIL | HEATING COIL | PWR | POWER-ELEC | LOOSE | LOOSE/MISALIGNED | CLEAN | CLEANED | N
HEATING COIL | HEATING COIL | PWR | POWER-ELEC | LOOSE | LOOSE/MISALIGNED | CLOSE | SECURED/CLOSED | N
HEATING COIL | HEATING COIL | PWR | POWER-ELEC | LOOSE | LOOSE/MISALIGNED | CONN | CONNECTED | N
HEATING COIL | HEATING COIL | PWR | POWER-ELEC | LOOSE | LOOSE/MISALIGNED | DISCONN | DISCONNECTED | N
HEATING COIL | HEATING COIL | PWR | POWER-ELEC | LOOSE | LOOSE/MISALIGNED | LUB | LUBRICATED | Y
HEATING COIL | HEATING COIL | PWR | POWER-ELEC | LOOSE | LOOSE/MISALIGNED | NOF | NO FAULT FOUND | N
HEATING COIL | HEATING COIL | PWR | POWER-ELEC | LOOSE | LOOSE/MISALIGNED | OTHER-R | OTHER REMEDY | N
HEATING COIL | HEATING COIL | PWR | POWER-ELEC | LOOSE | LOOSE/MISALIGNED | OVH | OVERHAULED/REBUILT/REFURBISHED | N
HEATING COIL | HEATING COIL | PWR | POWER-ELEC | LOOSE | LOOSE/MISALIGNED | PAINT | PAINTED | Y
HEATING COIL | HEATING COIL | PWR | POWER-ELEC | LOOSE | LOOSE/MISALIGNED | PATCH | PATCHED/PAVED | Y
HEATING COIL | HEATING COIL | PWR | POWER-ELEC | LOOSE | LOOSE/MISALIGNED | PUMP | PUMPED OUT/EMPTIED | Y
HEATING COIL | HEATING COIL | PWR | POWER-ELEC | LOOSE | LOOSE/MISALIGNED | REFILL | REFILLED | Y
HEATING COIL | HEATING COIL | PWR | POWER-ELEC | LOOSE | LOOSE/MISALIGNED | REINS | REINSTALLED | N
HEATING COIL | HEATING COIL | PWR | POWER-ELEC | LOOSE | LOOSE/MISALIGNED | REMOVE | REMOVED | N
HEATING COIL | HEATING COIL | PWR | POWER-ELEC | LOOSE | LOOSE/MISALIGNED | REP | REPAIRED/RESTORED/ADJUSTED | N
HEATING COIL | HEATING COIL | PWR | POWER-ELEC | LOOSE | LOOSE/MISALIGNED | RESEAL | RESEALED/REPACKED | Y
HEATING COIL | HEATING COIL | PWR | POWER-ELEC | LOOSE | LOOSE/MISALIGNED | RESET | RESET/RESTARTED | Y
HEATING COIL | HEATING COIL | PWR | POWER-ELEC | LOOSE | LOOSE/MISALIGNED | REWIRE | REWIRED | N
HEATING COIL | HEATING COIL | PWR | POWER-ELEC | LOOSE | LOOSE/MISALIGNED | RPL | REPLACED | N
HEATING COIL | HEATING COIL | PWR | POWER-ELEC | NOCAUSE | NO CAUSE FOUND | MOD | MODIFIED | N
HEATING COIL | HEATING COIL | PWR | POWER-ELEC | NOCAUSE | NO CAUSE FOUND | CLEAN | CLEANED | N
HEATING COIL | HEATING COIL | PWR | POWER-ELEC | NOCAUSE | NO CAUSE FOUND | CLOSE | SECURED/CLOSED | N
HEATING COIL | HEATING COIL | PWR | POWER-ELEC | NOCAUSE | NO CAUSE FOUND | CONN | CONNECTED | N
HEATING COIL | HEATING COIL | PWR | POWER-ELEC | NOCAUSE | NO CAUSE FOUND | DISCONN | DISCONNECTED | N
HEATING COIL | HEATING COIL | PWR | POWER-ELEC | NOCAUSE | NO CAUSE FOUND | LUB | LUBRICATED | Y
HEATING COIL | HEATING COIL | PWR | POWER-ELEC | NOCAUSE | NO CAUSE FOUND | NOF | NO FAULT FOUND | N
HEATING COIL | HEATING COIL | PWR | POWER-ELEC | NOCAUSE | NO CAUSE FOUND | OTHER-R | OTHER REMEDY | N
HEATING COIL | HEATING COIL | PWR | POWER-ELEC | NOCAUSE | NO CAUSE FOUND | OVH | OVERHAULED/REBUILT/REFURBISHED | N
HEATING COIL | HEATING COIL | PWR | POWER-ELEC | NOCAUSE | NO CAUSE FOUND | PAINT | PAINTED | Y
HEATING COIL | HEATING COIL | PWR | POWER-ELEC | NOCAUSE | NO CAUSE FOUND | PATCH | PATCHED/PAVED | Y
HEATING COIL | HEATING COIL | PWR | POWER-ELEC | NOCAUSE | NO CAUSE FOUND | PUMP | PUMPED OUT/EMPTIED | Y
HEATING COIL | HEATING COIL | PWR | POWER-ELEC | NOCAUSE | NO CAUSE FOUND | REFILL | REFILLED | Y
HEATING COIL | HEATING COIL | PWR | POWER-ELEC | NOCAUSE | NO CAUSE FOUND | REINS | REINSTALLED | N
HEATING COIL | HEATING COIL | PWR | POWER-ELEC | NOCAUSE | NO CAUSE FOUND | REMOVE | REMOVED | N
HEATING COIL | HEATING COIL | PWR | POWER-ELEC | NOCAUSE | NO CAUSE FOUND | REP | REPAIRED/RESTORED/ADJUSTED | N
HEATING COIL | HEATING COIL | PWR | POWER-ELEC | NOCAUSE | NO CAUSE FOUND | RESEAL | RESEALED/REPACKED | Y
HEATING COIL | HEATING COIL | PWR | POWER-ELEC | NOCAUSE | NO CAUSE FOUND | RESET | RESET/RESTARTED | Y
HEATING COIL | HEATING COIL | PWR | POWER-ELEC | NOCAUSE | NO CAUSE FOUND | REWIRE | REWIRED | N
HEATING COIL | HEATING COIL | PWR | POWER-ELEC | NOCAUSE | NO CAUSE FOUND | RPL | REPLACED | N
HEATING COIL | HEATING COIL | PWR | POWER-ELEC | OBSTR | JAMMED/OBSTRUCTED | MOD | MODIFIED | Y
HEATING COIL | HEATING COIL | PWR | POWER-ELEC | OBSTR | JAMMED/OBSTRUCTED | CLEAN | CLEANED | Y
HEATING COIL | HEATING COIL | PWR | POWER-ELEC | OBSTR | JAMMED/OBSTRUCTED | CLOSE | SECURED/CLOSED | Y
HEATING COIL | HEATING COIL | PWR | POWER-ELEC | OBSTR | JAMMED/OBSTRUCTED | CONN | CONNECTED | Y
HEATING COIL | HEATING COIL | PWR | POWER-ELEC | OBSTR | JAMMED/OBSTRUCTED | DISCONN | DISCONNECTED | Y
HEATING COIL | HEATING COIL | PWR | POWER-ELEC | OBSTR | JAMMED/OBSTRUCTED | LUB | LUBRICATED | Y
HEATING COIL | HEATING COIL | PWR | POWER-ELEC | OBSTR | JAMMED/OBSTRUCTED | NOF | NO FAULT FOUND | Y
HEATING COIL | HEATING COIL | PWR | POWER-ELEC | OBSTR | JAMMED/OBSTRUCTED | OTHER-R | OTHER REMEDY | Y
HEATING COIL | HEATING COIL | PWR | POWER-ELEC | OBSTR | JAMMED/OBSTRUCTED | OVH | OVERHAULED/REBUILT/REFURBISHED | Y
HEATING COIL | HEATING COIL | PWR | POWER-ELEC | OBSTR | JAMMED/OBSTRUCTED | PAINT | PAINTED | Y
HEATING COIL | HEATING COIL | PWR | POWER-ELEC | OBSTR | JAMMED/OBSTRUCTED | PATCH | PATCHED/PAVED | Y
HEATING COIL | HEATING COIL | PWR | POWER-ELEC | OBSTR | JAMMED/OBSTRUCTED | PUMP | PUMPED OUT/EMPTIED | Y
HEATING COIL | HEATING COIL | PWR | POWER-ELEC | OBSTR | JAMMED/OBSTRUCTED | REFILL | REFILLED | Y
HEATING COIL | HEATING COIL | PWR | POWER-ELEC | OBSTR | JAMMED/OBSTRUCTED | REINS | REINSTALLED | Y
HEATING COIL | HEATING COIL | PWR | POWER-ELEC | OBSTR | JAMMED/OBSTRUCTED | REMOVE | REMOVED | Y
HEATING COIL | HEATING COIL | PWR | POWER-ELEC | OBSTR | JAMMED/OBSTRUCTED | REP | REPAIRED/RESTORED/ADJUSTED | Y
HEATING COIL | HEATING COIL | PWR | POWER-ELEC | OBSTR | JAMMED/OBSTRUCTED | RESEAL | RESEALED/REPACKED | Y
HEATING COIL | HEATING COIL | PWR | POWER-ELEC | OBSTR | JAMMED/OBSTRUCTED | RESET | RESET/RESTARTED | Y
HEATING COIL | HEATING COIL | PWR | POWER-ELEC | OBSTR | JAMMED/OBSTRUCTED | REWIRE | REWIRED | Y
HEATING COIL | HEATING COIL | PWR | POWER-ELEC | OBSTR | JAMMED/OBSTRUCTED | RPL | REPLACED | Y
HEATING COIL | HEATING COIL | PWR | POWER-ELEC | OPSERRMTCERR | OPERATIONS/MAINTENANCE RELATED | MOD | MODIFIED | N
HEATING COIL | HEATING COIL | PWR | POWER-ELEC | OPSERRMTCERR | OPERATIONS/MAINTENANCE RELATED | CLEAN | CLEANED | N
HEATING COIL | HEATING COIL | PWR | POWER-ELEC | OPSERRMTCERR | OPERATIONS/MAINTENANCE RELATED | CLOSE | SECURED/CLOSED | N
HEATING COIL | HEATING COIL | PWR | POWER-ELEC | OPSERRMTCERR | OPERATIONS/MAINTENANCE RELATED | CONN | CONNECTED | N
HEATING COIL | HEATING COIL | PWR | POWER-ELEC | OPSERRMTCERR | OPERATIONS/MAINTENANCE RELATED | DISCONN | DISCONNECTED | N
HEATING COIL | HEATING COIL | PWR | POWER-ELEC | OPSERRMTCERR | OPERATIONS/MAINTENANCE RELATED | LUB | LUBRICATED | Y
HEATING COIL | HEATING COIL | PWR | POWER-ELEC | OPSERRMTCERR | OPERATIONS/MAINTENANCE RELATED | NOF | NO FAULT FOUND | N
HEATING COIL | HEATING COIL | PWR | POWER-ELEC | OPSERRMTCERR | OPERATIONS/MAINTENANCE RELATED | OTHER-R | OTHER REMEDY | N
HEATING COIL | HEATING COIL | PWR | POWER-ELEC | OPSERRMTCERR | OPERATIONS/MAINTENANCE RELATED | OVH | OVERHAULED/REBUILT/REFURBISHED | N
HEATING COIL | HEATING COIL | PWR | POWER-ELEC | OPSERRMTCERR | OPERATIONS/MAINTENANCE RELATED | PAINT | PAINTED | Y
HEATING COIL | HEATING COIL | PWR | POWER-ELEC | OPSERRMTCERR | OPERATIONS/MAINTENANCE RELATED | PATCH | PATCHED/PAVED | Y
HEATING COIL | HEATING COIL | PWR | POWER-ELEC | OPSERRMTCERR | OPERATIONS/MAINTENANCE RELATED | PUMP | PUMPED OUT/EMPTIED | Y
HEATING COIL | HEATING COIL | PWR | POWER-ELEC | OPSERRMTCERR | OPERATIONS/MAINTENANCE RELATED | REFILL | REFILLED | Y
HEATING COIL | HEATING COIL | PWR | POWER-ELEC | OPSERRMTCERR | OPERATIONS/MAINTENANCE RELATED | REINS | REINSTALLED | N
HEATING COIL | HEATING COIL | PWR | POWER-ELEC | OPSERRMTCERR | OPERATIONS/MAINTENANCE RELATED | REMOVE | REMOVED | N
HEATING COIL | HEATING COIL | PWR | POWER-ELEC | OPSERRMTCERR | OPERATIONS/MAINTENANCE RELATED | REP | REPAIRED/RESTORED/ADJUSTED | N
HEATING COIL | HEATING COIL | PWR | POWER-ELEC | OPSERRMTCERR | OPERATIONS/MAINTENANCE RELATED | RESEAL | RESEALED/REPACKED | Y
HEATING COIL | HEATING COIL | PWR | POWER-ELEC | OPSERRMTCERR | OPERATIONS/MAINTENANCE RELATED | RESET | RESET/RESTARTED | Y
HEATING COIL | HEATING COIL | PWR | POWER-ELEC | OPSERRMTCERR | OPERATIONS/MAINTENANCE RELATED | REWIRE | REWIRED | N
HEATING COIL | HEATING COIL | PWR | POWER-ELEC | OPSERRMTCERR | OPERATIONS/MAINTENANCE RELATED | RPL | REPLACED | N
HEATING COIL | HEATING COIL | PWR | POWER-ELEC | OTHER-C | OTHER CAUSE | MOD | MODIFIED | N
HEATING COIL | HEATING COIL | PWR | POWER-ELEC | OTHER-C | OTHER CAUSE | CLEAN | CLEANED | N
HEATING COIL | HEATING COIL | PWR | POWER-ELEC | OTHER-C | OTHER CAUSE | CLOSE | SECURED/CLOSED | N
HEATING COIL | HEATING COIL | PWR | POWER-ELEC | OTHER-C | OTHER CAUSE | CONN | CONNECTED | N
HEATING COIL | HEATING COIL | PWR | POWER-ELEC | OTHER-C | OTHER CAUSE | DISCONN | DISCONNECTED | N
HEATING COIL | HEATING COIL | PWR | POWER-ELEC | OTHER-C | OTHER CAUSE | LUB | LUBRICATED | Y
HEATING COIL | HEATING COIL | PWR | POWER-ELEC | OTHER-C | OTHER CAUSE | NOF | NO FAULT FOUND | N
HEATING COIL | HEATING COIL | PWR | POWER-ELEC | OTHER-C | OTHER CAUSE | OTHER-R | OTHER REMEDY | N
HEATING COIL | HEATING COIL | PWR | POWER-ELEC | OTHER-C | OTHER CAUSE | OVH | OVERHAULED/REBUILT/REFURBISHED | N
HEATING COIL | HEATING COIL | PWR | POWER-ELEC | OTHER-C | OTHER CAUSE | PAINT | PAINTED | Y
HEATING COIL | HEATING COIL | PWR | POWER-ELEC | OTHER-C | OTHER CAUSE | PATCH | PATCHED/PAVED | Y
HEATING COIL | HEATING COIL | PWR | POWER-ELEC | OTHER-C | OTHER CAUSE | PUMP | PUMPED OUT/EMPTIED | Y
HEATING COIL | HEATING COIL | PWR | POWER-ELEC | OTHER-C | OTHER CAUSE | REFILL | REFILLED | Y
HEATING COIL | HEATING COIL | PWR | POWER-ELEC | OTHER-C | OTHER CAUSE | REINS | REINSTALLED | N
HEATING COIL | HEATING COIL | PWR | POWER-ELEC | OTHER-C | OTHER CAUSE | REMOVE | REMOVED | N
HEATING COIL | HEATING COIL | PWR | POWER-ELEC | OTHER-C | OTHER CAUSE | REP | REPAIRED/RESTORED/ADJUSTED | N
HEATING COIL | HEATING COIL | PWR | POWER-ELEC | OTHER-C | OTHER CAUSE | RESEAL | RESEALED/REPACKED | Y
HEATING COIL | HEATING COIL | PWR | POWER-ELEC | OTHER-C | OTHER CAUSE | RESET | RESET/RESTARTED | Y
HEATING COIL | HEATING COIL | PWR | POWER-ELEC | OTHER-C | OTHER CAUSE | REWIRE | REWIRED | N
HEATING COIL | HEATING COIL | PWR | POWER-ELEC | OTHER-C | OTHER CAUSE | RPL | REPLACED | N
HEATING COIL | HEATING COIL | PWR | POWER-ELEC | POWERSUP | POWER SUPPLY | MOD | MODIFIED | N
HEATING COIL | HEATING COIL | PWR | POWER-ELEC | POWERSUP | POWER SUPPLY | CLEAN | CLEANED | N
HEATING COIL | HEATING COIL | PWR | POWER-ELEC | POWERSUP | POWER SUPPLY | CLOSE | SECURED/CLOSED | N
HEATING COIL | HEATING COIL | PWR | POWER-ELEC | POWERSUP | POWER SUPPLY | CONN | CONNECTED | N
HEATING COIL | HEATING COIL | PWR | POWER-ELEC | POWERSUP | POWER SUPPLY | DISCONN | DISCONNECTED | N
HEATING COIL | HEATING COIL | PWR | POWER-ELEC | POWERSUP | POWER SUPPLY | LUB | LUBRICATED | Y
HEATING COIL | HEATING COIL | PWR | POWER-ELEC | POWERSUP | POWER SUPPLY | NOF | NO FAULT FOUND | N
HEATING COIL | HEATING COIL | PWR | POWER-ELEC | POWERSUP | POWER SUPPLY | OTHER-R | OTHER REMEDY | N
HEATING COIL | HEATING COIL | PWR | POWER-ELEC | POWERSUP | POWER SUPPLY | OVH | OVERHAULED/REBUILT/REFURBISHED | N
HEATING COIL | HEATING COIL | PWR | POWER-ELEC | POWERSUP | POWER SUPPLY | PAINT | PAINTED | Y
HEATING COIL | HEATING COIL | PWR | POWER-ELEC | POWERSUP | POWER SUPPLY | PATCH | PATCHED/PAVED | Y
HEATING COIL | HEATING COIL | PWR | POWER-ELEC | POWERSUP | POWER SUPPLY | PUMP | PUMPED OUT/EMPTIED | Y
HEATING COIL | HEATING COIL | PWR | POWER-ELEC | POWERSUP | POWER SUPPLY | REFILL | REFILLED | Y
HEATING COIL | HEATING COIL | PWR | POWER-ELEC | POWERSUP | POWER SUPPLY | REINS | REINSTALLED | N
HEATING COIL | HEATING COIL | PWR | POWER-ELEC | POWERSUP | POWER SUPPLY | REMOVE | REMOVED | N
HEATING COIL | HEATING COIL | PWR | POWER-ELEC | POWERSUP | POWER SUPPLY | REP | REPAIRED/RESTORED/ADJUSTED | N
HEATING COIL | HEATING COIL | PWR | POWER-ELEC | POWERSUP | POWER SUPPLY | RESEAL | RESEALED/REPACKED | Y
HEATING COIL | HEATING COIL | PWR | POWER-ELEC | POWERSUP | POWER SUPPLY | RESET | RESET/RESTARTED | Y
HEATING COIL | HEATING COIL | PWR | POWER-ELEC | POWERSUP | POWER SUPPLY | REWIRE | REWIRED | N
HEATING COIL | HEATING COIL | PWR | POWER-ELEC | POWERSUP | POWER SUPPLY | RPL | REPLACED | N
HEATING COIL | HEATING COIL | PWR | POWER-ELEC | SENSOR | FAULTY SENSOR | MOD | MODIFIED | Y
HEATING COIL | HEATING COIL | PWR | POWER-ELEC | SENSOR | FAULTY SENSOR | CLEAN | CLEANED | Y
HEATING COIL | HEATING COIL | PWR | POWER-ELEC | SENSOR | FAULTY SENSOR | CLOSE | SECURED/CLOSED | Y
HEATING COIL | HEATING COIL | PWR | POWER-ELEC | SENSOR | FAULTY SENSOR | CONN | CONNECTED | Y
HEATING COIL | HEATING COIL | PWR | POWER-ELEC | SENSOR | FAULTY SENSOR | DISCONN | DISCONNECTED | Y
HEATING COIL | HEATING COIL | PWR | POWER-ELEC | SENSOR | FAULTY SENSOR | LUB | LUBRICATED | Y
HEATING COIL | HEATING COIL | PWR | POWER-ELEC | SENSOR | FAULTY SENSOR | NOF | NO FAULT FOUND | Y
HEATING COIL | HEATING COIL | PWR | POWER-ELEC | SENSOR | FAULTY SENSOR | OTHER-R | OTHER REMEDY | Y
HEATING COIL | HEATING COIL | PWR | POWER-ELEC | SENSOR | FAULTY SENSOR | OVH | OVERHAULED/REBUILT/REFURBISHED | Y
HEATING COIL | HEATING COIL | PWR | POWER-ELEC | SENSOR | FAULTY SENSOR | PAINT | PAINTED | Y
HEATING COIL | HEATING COIL | PWR | POWER-ELEC | SENSOR | FAULTY SENSOR | PATCH | PATCHED/PAVED | Y
HEATING COIL | HEATING COIL | PWR | POWER-ELEC | SENSOR | FAULTY SENSOR | PUMP | PUMPED OUT/EMPTIED | Y
HEATING COIL | HEATING COIL | PWR | POWER-ELEC | SENSOR | FAULTY SENSOR | REFILL | REFILLED | Y
HEATING COIL | HEATING COIL | PWR | POWER-ELEC | SENSOR | FAULTY SENSOR | REINS | REINSTALLED | Y
HEATING COIL | HEATING COIL | PWR | POWER-ELEC | SENSOR | FAULTY SENSOR | REMOVE | REMOVED | Y
HEATING COIL | HEATING COIL | PWR | POWER-ELEC | SENSOR | FAULTY SENSOR | REP | REPAIRED/RESTORED/ADJUSTED | Y
HEATING COIL | HEATING COIL | PWR | POWER-ELEC | SENSOR | FAULTY SENSOR | RESEAL | RESEALED/REPACKED | Y
HEATING COIL | HEATING COIL | PWR | POWER-ELEC | SENSOR | FAULTY SENSOR | RESET | RESET/RESTARTED | Y
HEATING COIL | HEATING COIL | PWR | POWER-ELEC | SENSOR | FAULTY SENSOR | REWIRE | REWIRED | Y
HEATING COIL | HEATING COIL | PWR | POWER-ELEC | SENSOR | FAULTY SENSOR | RPL | REPLACED | Y
HEATING COIL | HEATING COIL | SML | SMELL | BREAKTRP | BREAKER TRIP | MOD | MODIFIED | N
HEATING COIL | HEATING COIL | SML | SMELL | BREAKTRP | BREAKER TRIP | CLEAN | CLEANED | N
HEATING COIL | HEATING COIL | SML | SMELL | BREAKTRP | BREAKER TRIP | CLOSE | SECURED/CLOSED | N
HEATING COIL | HEATING COIL | SML | SMELL | BREAKTRP | BREAKER TRIP | CONN | CONNECTED | N
HEATING COIL | HEATING COIL | SML | SMELL | BREAKTRP | BREAKER TRIP | DISCONN | DISCONNECTED | N
HEATING COIL | HEATING COIL | SML | SMELL | BREAKTRP | BREAKER TRIP | LUB | LUBRICATED | Y
HEATING COIL | HEATING COIL | SML | SMELL | BREAKTRP | BREAKER TRIP | NOF | NO FAULT FOUND | N
HEATING COIL | HEATING COIL | SML | SMELL | BREAKTRP | BREAKER TRIP | OTHER-R | OTHER REMEDY | N
HEATING COIL | HEATING COIL | SML | SMELL | BREAKTRP | BREAKER TRIP | OVH | OVERHAULED/REBUILT/REFURBISHED | N
HEATING COIL | HEATING COIL | SML | SMELL | BREAKTRP | BREAKER TRIP | PAINT | PAINTED | Y
HEATING COIL | HEATING COIL | SML | SMELL | BREAKTRP | BREAKER TRIP | PATCH | PATCHED/PAVED | Y
HEATING COIL | HEATING COIL | SML | SMELL | BREAKTRP | BREAKER TRIP | PUMP | PUMPED OUT/EMPTIED | Y
HEATING COIL | HEATING COIL | SML | SMELL | BREAKTRP | BREAKER TRIP | REFILL | REFILLED | Y
HEATING COIL | HEATING COIL | SML | SMELL | BREAKTRP | BREAKER TRIP | REINS | REINSTALLED | N
HEATING COIL | HEATING COIL | SML | SMELL | BREAKTRP | BREAKER TRIP | REMOVE | REMOVED | N
HEATING COIL | HEATING COIL | SML | SMELL | BREAKTRP | BREAKER TRIP | REP | REPAIRED/RESTORED/ADJUSTED | N
HEATING COIL | HEATING COIL | SML | SMELL | BREAKTRP | BREAKER TRIP | RESEAL | RESEALED/REPACKED | Y
HEATING COIL | HEATING COIL | SML | SMELL | BREAKTRP | BREAKER TRIP | RESET | RESET/RESTARTED | Y
HEATING COIL | HEATING COIL | SML | SMELL | BREAKTRP | BREAKER TRIP | REWIRE | REWIRED | N
HEATING COIL | HEATING COIL | SML | SMELL | BREAKTRP | BREAKER TRIP | RPL | REPLACED | N
HEATING COIL | HEATING COIL | SML | SMELL | CORROSION | RUST/CORROSION | MOD | MODIFIED | N
HEATING COIL | HEATING COIL | SML | SMELL | CORROSION | RUST/CORROSION | CLEAN | CLEANED | N
HEATING COIL | HEATING COIL | SML | SMELL | CORROSION | RUST/CORROSION | CLOSE | SECURED/CLOSED | N
HEATING COIL | HEATING COIL | SML | SMELL | CORROSION | RUST/CORROSION | CONN | CONNECTED | N
HEATING COIL | HEATING COIL | SML | SMELL | CORROSION | RUST/CORROSION | DISCONN | DISCONNECTED | N
HEATING COIL | HEATING COIL | SML | SMELL | CORROSION | RUST/CORROSION | LUB | LUBRICATED | Y
HEATING COIL | HEATING COIL | SML | SMELL | CORROSION | RUST/CORROSION | NOF | NO FAULT FOUND | N
HEATING COIL | HEATING COIL | SML | SMELL | CORROSION | RUST/CORROSION | OTHER-R | OTHER REMEDY | N
HEATING COIL | HEATING COIL | SML | SMELL | CORROSION | RUST/CORROSION | OVH | OVERHAULED/REBUILT/REFURBISHED | N
HEATING COIL | HEATING COIL | SML | SMELL | CORROSION | RUST/CORROSION | PAINT | PAINTED | Y
HEATING COIL | HEATING COIL | SML | SMELL | CORROSION | RUST/CORROSION | PATCH | PATCHED/PAVED | Y
HEATING COIL | HEATING COIL | SML | SMELL | CORROSION | RUST/CORROSION | PUMP | PUMPED OUT/EMPTIED | Y
HEATING COIL | HEATING COIL | SML | SMELL | CORROSION | RUST/CORROSION | REFILL | REFILLED | Y
HEATING COIL | HEATING COIL | SML | SMELL | CORROSION | RUST/CORROSION | REINS | REINSTALLED | N
HEATING COIL | HEATING COIL | SML | SMELL | CORROSION | RUST/CORROSION | REMOVE | REMOVED | N
HEATING COIL | HEATING COIL | SML | SMELL | CORROSION | RUST/CORROSION | REP | REPAIRED/RESTORED/ADJUSTED | N
HEATING COIL | HEATING COIL | SML | SMELL | CORROSION | RUST/CORROSION | RESEAL | RESEALED/REPACKED | Y
HEATING COIL | HEATING COIL | SML | SMELL | CORROSION | RUST/CORROSION | RESET | RESET/RESTARTED | Y
HEATING COIL | HEATING COIL | SML | SMELL | CORROSION | RUST/CORROSION | REWIRE | REWIRED | N
HEATING COIL | HEATING COIL | SML | SMELL | CORROSION | RUST/CORROSION | RPL | REPLACED | N
HEATING COIL | HEATING COIL | SML | SMELL | DAMAGE | DAMAGED/BROKEN | MOD | MODIFIED | N
HEATING COIL | HEATING COIL | SML | SMELL | DAMAGE | DAMAGED/BROKEN | CLEAN | CLEANED | N
HEATING COIL | HEATING COIL | SML | SMELL | DAMAGE | DAMAGED/BROKEN | CLOSE | SECURED/CLOSED | N
HEATING COIL | HEATING COIL | SML | SMELL | DAMAGE | DAMAGED/BROKEN | CONN | CONNECTED | N
HEATING COIL | HEATING COIL | SML | SMELL | DAMAGE | DAMAGED/BROKEN | DISCONN | DISCONNECTED | N
HEATING COIL | HEATING COIL | SML | SMELL | DAMAGE | DAMAGED/BROKEN | LUB | LUBRICATED | Y
HEATING COIL | HEATING COIL | SML | SMELL | DAMAGE | DAMAGED/BROKEN | NOF | NO FAULT FOUND | N
HEATING COIL | HEATING COIL | SML | SMELL | DAMAGE | DAMAGED/BROKEN | OTHER-R | OTHER REMEDY | N
HEATING COIL | HEATING COIL | SML | SMELL | DAMAGE | DAMAGED/BROKEN | OVH | OVERHAULED/REBUILT/REFURBISHED | N
HEATING COIL | HEATING COIL | SML | SMELL | DAMAGE | DAMAGED/BROKEN | PAINT | PAINTED | Y
HEATING COIL | HEATING COIL | SML | SMELL | DAMAGE | DAMAGED/BROKEN | PATCH | PATCHED/PAVED | Y
HEATING COIL | HEATING COIL | SML | SMELL | DAMAGE | DAMAGED/BROKEN | PUMP | PUMPED OUT/EMPTIED | Y
HEATING COIL | HEATING COIL | SML | SMELL | DAMAGE | DAMAGED/BROKEN | REFILL | REFILLED | Y
HEATING COIL | HEATING COIL | SML | SMELL | DAMAGE | DAMAGED/BROKEN | REINS | REINSTALLED | N
HEATING COIL | HEATING COIL | SML | SMELL | DAMAGE | DAMAGED/BROKEN | REMOVE | REMOVED | N
HEATING COIL | HEATING COIL | SML | SMELL | DAMAGE | DAMAGED/BROKEN | REP | REPAIRED/RESTORED/ADJUSTED | N
HEATING COIL | HEATING COIL | SML | SMELL | DAMAGE | DAMAGED/BROKEN | RESEAL | RESEALED/REPACKED | Y
HEATING COIL | HEATING COIL | SML | SMELL | DAMAGE | DAMAGED/BROKEN | RESET | RESET/RESTARTED | Y
HEATING COIL | HEATING COIL | SML | SMELL | DAMAGE | DAMAGED/BROKEN | REWIRE | REWIRED | N
HEATING COIL | HEATING COIL | SML | SMELL | DAMAGE | DAMAGED/BROKEN | RPL | REPLACED | N
HEATING COIL | HEATING COIL | SML | SMELL | DESGEN | DESIGN RELATED | MOD | MODIFIED | N
HEATING COIL | HEATING COIL | SML | SMELL | DESGEN | DESIGN RELATED | CLEAN | CLEANED | N
HEATING COIL | HEATING COIL | SML | SMELL | DESGEN | DESIGN RELATED | CLOSE | SECURED/CLOSED | N
HEATING COIL | HEATING COIL | SML | SMELL | DESGEN | DESIGN RELATED | CONN | CONNECTED | N
HEATING COIL | HEATING COIL | SML | SMELL | DESGEN | DESIGN RELATED | DISCONN | DISCONNECTED | N
HEATING COIL | HEATING COIL | SML | SMELL | DESGEN | DESIGN RELATED | LUB | LUBRICATED | Y
HEATING COIL | HEATING COIL | SML | SMELL | DESGEN | DESIGN RELATED | NOF | NO FAULT FOUND | N
HEATING COIL | HEATING COIL | SML | SMELL | DESGEN | DESIGN RELATED | OTHER-R | OTHER REMEDY | N
HEATING COIL | HEATING COIL | SML | SMELL | DESGEN | DESIGN RELATED | OVH | OVERHAULED/REBUILT/REFURBISHED | N
HEATING COIL | HEATING COIL | SML | SMELL | DESGEN | DESIGN RELATED | PAINT | PAINTED | Y
HEATING COIL | HEATING COIL | SML | SMELL | DESGEN | DESIGN RELATED | PATCH | PATCHED/PAVED | Y
HEATING COIL | HEATING COIL | SML | SMELL | DESGEN | DESIGN RELATED | PUMP | PUMPED OUT/EMPTIED | Y
HEATING COIL | HEATING COIL | SML | SMELL | DESGEN | DESIGN RELATED | REFILL | REFILLED | Y
HEATING COIL | HEATING COIL | SML | SMELL | DESGEN | DESIGN RELATED | REINS | REINSTALLED | N
HEATING COIL | HEATING COIL | SML | SMELL | DESGEN | DESIGN RELATED | REMOVE | REMOVED | N
HEATING COIL | HEATING COIL | SML | SMELL | DESGEN | DESIGN RELATED | REP | REPAIRED/RESTORED/ADJUSTED | N
HEATING COIL | HEATING COIL | SML | SMELL | DESGEN | DESIGN RELATED | RESEAL | RESEALED/REPACKED | Y
HEATING COIL | HEATING COIL | SML | SMELL | DESGEN | DESIGN RELATED | RESET | RESET/RESTARTED | Y
HEATING COIL | HEATING COIL | SML | SMELL | DESGEN | DESIGN RELATED | REWIRE | REWIRED | N
HEATING COIL | HEATING COIL | SML | SMELL | DESGEN | DESIGN RELATED | RPL | REPLACED | N
HEATING COIL | HEATING COIL | SML | SMELL | DIRTY | DIRTY | MOD | MODIFIED | N
HEATING COIL | HEATING COIL | SML | SMELL | DIRTY | DIRTY | CLEAN | CLEANED | N
HEATING COIL | HEATING COIL | SML | SMELL | DIRTY | DIRTY | CLOSE | SECURED/CLOSED | N
HEATING COIL | HEATING COIL | SML | SMELL | DIRTY | DIRTY | CONN | CONNECTED | N
HEATING COIL | HEATING COIL | SML | SMELL | DIRTY | DIRTY | DISCONN | DISCONNECTED | N
HEATING COIL | HEATING COIL | SML | SMELL | DIRTY | DIRTY | LUB | LUBRICATED | Y
HEATING COIL | HEATING COIL | SML | SMELL | DIRTY | DIRTY | NOF | NO FAULT FOUND | N
HEATING COIL | HEATING COIL | SML | SMELL | DIRTY | DIRTY | OTHER-R | OTHER REMEDY | N
HEATING COIL | HEATING COIL | SML | SMELL | DIRTY | DIRTY | OVH | OVERHAULED/REBUILT/REFURBISHED | N
HEATING COIL | HEATING COIL | SML | SMELL | DIRTY | DIRTY | PAINT | PAINTED | Y
HEATING COIL | HEATING COIL | SML | SMELL | DIRTY | DIRTY | PATCH | PATCHED/PAVED | Y
HEATING COIL | HEATING COIL | SML | SMELL | DIRTY | DIRTY | PUMP | PUMPED OUT/EMPTIED | Y
HEATING COIL | HEATING COIL | SML | SMELL | DIRTY | DIRTY | REFILL | REFILLED | Y
HEATING COIL | HEATING COIL | SML | SMELL | DIRTY | DIRTY | REINS | REINSTALLED | N
HEATING COIL | HEATING COIL | SML | SMELL | DIRTY | DIRTY | REMOVE | REMOVED | N
HEATING COIL | HEATING COIL | SML | SMELL | DIRTY | DIRTY | REP | REPAIRED/RESTORED/ADJUSTED | N
HEATING COIL | HEATING COIL | SML | SMELL | DIRTY | DIRTY | RESEAL | RESEALED/REPACKED | Y
HEATING COIL | HEATING COIL | SML | SMELL | DIRTY | DIRTY | RESET | RESET/RESTARTED | Y
HEATING COIL | HEATING COIL | SML | SMELL | DIRTY | DIRTY | REWIRE | REWIRED | N
HEATING COIL | HEATING COIL | SML | SMELL | DIRTY | DIRTY | RPL | REPLACED | N
HEATING COIL | HEATING COIL | SML | SMELL | EXPWT | EXPECTED WEAR AND TEAR | MOD | MODIFIED | N
HEATING COIL | HEATING COIL | SML | SMELL | EXPWT | EXPECTED WEAR AND TEAR | CLEAN | CLEANED | N
HEATING COIL | HEATING COIL | SML | SMELL | EXPWT | EXPECTED WEAR AND TEAR | CLOSE | SECURED/CLOSED | N
HEATING COIL | HEATING COIL | SML | SMELL | EXPWT | EXPECTED WEAR AND TEAR | CONN | CONNECTED | N
HEATING COIL | HEATING COIL | SML | SMELL | EXPWT | EXPECTED WEAR AND TEAR | DISCONN | DISCONNECTED | N
HEATING COIL | HEATING COIL | SML | SMELL | EXPWT | EXPECTED WEAR AND TEAR | LUB | LUBRICATED | Y
HEATING COIL | HEATING COIL | SML | SMELL | EXPWT | EXPECTED WEAR AND TEAR | NOF | NO FAULT FOUND | N
HEATING COIL | HEATING COIL | SML | SMELL | EXPWT | EXPECTED WEAR AND TEAR | OTHER-R | OTHER REMEDY | N
HEATING COIL | HEATING COIL | SML | SMELL | EXPWT | EXPECTED WEAR AND TEAR | OVH | OVERHAULED/REBUILT/REFURBISHED | N
HEATING COIL | HEATING COIL | SML | SMELL | EXPWT | EXPECTED WEAR AND TEAR | PAINT | PAINTED | Y
HEATING COIL | HEATING COIL | SML | SMELL | EXPWT | EXPECTED WEAR AND TEAR | PATCH | PATCHED/PAVED | Y
HEATING COIL | HEATING COIL | SML | SMELL | EXPWT | EXPECTED WEAR AND TEAR | PUMP | PUMPED OUT/EMPTIED | Y
HEATING COIL | HEATING COIL | SML | SMELL | EXPWT | EXPECTED WEAR AND TEAR | REFILL | REFILLED | Y
HEATING COIL | HEATING COIL | SML | SMELL | EXPWT | EXPECTED WEAR AND TEAR | REINS | REINSTALLED | N
HEATING COIL | HEATING COIL | SML | SMELL | EXPWT | EXPECTED WEAR AND TEAR | REMOVE | REMOVED | N
HEATING COIL | HEATING COIL | SML | SMELL | EXPWT | EXPECTED WEAR AND TEAR | REP | REPAIRED/RESTORED/ADJUSTED | N
HEATING COIL | HEATING COIL | SML | SMELL | EXPWT | EXPECTED WEAR AND TEAR | RESEAL | RESEALED/REPACKED | Y
HEATING COIL | HEATING COIL | SML | SMELL | EXPWT | EXPECTED WEAR AND TEAR | RESET | RESET/RESTARTED | Y
HEATING COIL | HEATING COIL | SML | SMELL | EXPWT | EXPECTED WEAR AND TEAR | REWIRE | REWIRED | N
HEATING COIL | HEATING COIL | SML | SMELL | EXPWT | EXPECTED WEAR AND TEAR | RPL | REPLACED | N
HEATING COIL | HEATING COIL | SML | SMELL | FABGEN | FABRICATION/INSTALLATION RELATED | MOD | MODIFIED | N
HEATING COIL | HEATING COIL | SML | SMELL | FABGEN | FABRICATION/INSTALLATION RELATED | CLEAN | CLEANED | N
HEATING COIL | HEATING COIL | SML | SMELL | FABGEN | FABRICATION/INSTALLATION RELATED | CLOSE | SECURED/CLOSED | N
HEATING COIL | HEATING COIL | SML | SMELL | FABGEN | FABRICATION/INSTALLATION RELATED | CONN | CONNECTED | N
HEATING COIL | HEATING COIL | SML | SMELL | FABGEN | FABRICATION/INSTALLATION RELATED | DISCONN | DISCONNECTED | N
HEATING COIL | HEATING COIL | SML | SMELL | FABGEN | FABRICATION/INSTALLATION RELATED | LUB | LUBRICATED | Y
HEATING COIL | HEATING COIL | SML | SMELL | FABGEN | FABRICATION/INSTALLATION RELATED | NOF | NO FAULT FOUND | N
HEATING COIL | HEATING COIL | SML | SMELL | FABGEN | FABRICATION/INSTALLATION RELATED | OTHER-R | OTHER REMEDY | N
HEATING COIL | HEATING COIL | SML | SMELL | FABGEN | FABRICATION/INSTALLATION RELATED | OVH | OVERHAULED/REBUILT/REFURBISHED | N
HEATING COIL | HEATING COIL | SML | SMELL | FABGEN | FABRICATION/INSTALLATION RELATED | PAINT | PAINTED | Y
HEATING COIL | HEATING COIL | SML | SMELL | FABGEN | FABRICATION/INSTALLATION RELATED | PATCH | PATCHED/PAVED | Y
HEATING COIL | HEATING COIL | SML | SMELL | FABGEN | FABRICATION/INSTALLATION RELATED | PUMP | PUMPED OUT/EMPTIED | Y
HEATING COIL | HEATING COIL | SML | SMELL | FABGEN | FABRICATION/INSTALLATION RELATED | REFILL | REFILLED | Y
HEATING COIL | HEATING COIL | SML | SMELL | FABGEN | FABRICATION/INSTALLATION RELATED | REINS | REINSTALLED | N
HEATING COIL | HEATING COIL | SML | SMELL | FABGEN | FABRICATION/INSTALLATION RELATED | REMOVE | REMOVED | N
HEATING COIL | HEATING COIL | SML | SMELL | FABGEN | FABRICATION/INSTALLATION RELATED | REP | REPAIRED/RESTORED/ADJUSTED | N
HEATING COIL | HEATING COIL | SML | SMELL | FABGEN | FABRICATION/INSTALLATION RELATED | RESEAL | RESEALED/REPACKED | Y
HEATING COIL | HEATING COIL | SML | SMELL | FABGEN | FABRICATION/INSTALLATION RELATED | RESET | RESET/RESTARTED | Y
HEATING COIL | HEATING COIL | SML | SMELL | FABGEN | FABRICATION/INSTALLATION RELATED | REWIRE | REWIRED | N
HEATING COIL | HEATING COIL | SML | SMELL | FABGEN | FABRICATION/INSTALLATION RELATED | RPL | REPLACED | N
HEATING COIL | HEATING COIL | SML | SMELL | IMPMAT | IMPROPER MATERIAL | MOD | MODIFIED | Y
HEATING COIL | HEATING COIL | SML | SMELL | IMPMAT | IMPROPER MATERIAL | CLEAN | CLEANED | Y
HEATING COIL | HEATING COIL | SML | SMELL | IMPMAT | IMPROPER MATERIAL | CLOSE | SECURED/CLOSED | Y
HEATING COIL | HEATING COIL | SML | SMELL | IMPMAT | IMPROPER MATERIAL | CONN | CONNECTED | Y
HEATING COIL | HEATING COIL | SML | SMELL | IMPMAT | IMPROPER MATERIAL | DISCONN | DISCONNECTED | Y
HEATING COIL | HEATING COIL | SML | SMELL | IMPMAT | IMPROPER MATERIAL | LUB | LUBRICATED | Y
HEATING COIL | HEATING COIL | SML | SMELL | IMPMAT | IMPROPER MATERIAL | NOF | NO FAULT FOUND | Y
HEATING COIL | HEATING COIL | SML | SMELL | IMPMAT | IMPROPER MATERIAL | OTHER-R | OTHER REMEDY | Y
HEATING COIL | HEATING COIL | SML | SMELL | IMPMAT | IMPROPER MATERIAL | OVH | OVERHAULED/REBUILT/REFURBISHED | Y
HEATING COIL | HEATING COIL | SML | SMELL | IMPMAT | IMPROPER MATERIAL | PAINT | PAINTED | Y
HEATING COIL | HEATING COIL | SML | SMELL | IMPMAT | IMPROPER MATERIAL | PATCH | PATCHED/PAVED | Y
HEATING COIL | HEATING COIL | SML | SMELL | IMPMAT | IMPROPER MATERIAL | PUMP | PUMPED OUT/EMPTIED | Y
HEATING COIL | HEATING COIL | SML | SMELL | IMPMAT | IMPROPER MATERIAL | REFILL | REFILLED | Y
HEATING COIL | HEATING COIL | SML | SMELL | IMPMAT | IMPROPER MATERIAL | REINS | REINSTALLED | Y
HEATING COIL | HEATING COIL | SML | SMELL | IMPMAT | IMPROPER MATERIAL | REMOVE | REMOVED | Y
HEATING COIL | HEATING COIL | SML | SMELL | IMPMAT | IMPROPER MATERIAL | REP | REPAIRED/RESTORED/ADJUSTED | Y
HEATING COIL | HEATING COIL | SML | SMELL | IMPMAT | IMPROPER MATERIAL | RESEAL | RESEALED/REPACKED | Y
HEATING COIL | HEATING COIL | SML | SMELL | IMPMAT | IMPROPER MATERIAL | RESET | RESET/RESTARTED | Y
HEATING COIL | HEATING COIL | SML | SMELL | IMPMAT | IMPROPER MATERIAL | REWIRE | REWIRED | Y
HEATING COIL | HEATING COIL | SML | SMELL | IMPMAT | IMPROPER MATERIAL | RPL | REPLACED | Y
HEATING COIL | HEATING COIL | SML | SMELL | LEAK | LEAK | MOD | MODIFIED | Y
HEATING COIL | HEATING COIL | SML | SMELL | LEAK | LEAK | CLEAN | CLEANED | Y
HEATING COIL | HEATING COIL | SML | SMELL | LEAK | LEAK | CLOSE | SECURED/CLOSED | Y
HEATING COIL | HEATING COIL | SML | SMELL | LEAK | LEAK | CONN | CONNECTED | Y
HEATING COIL | HEATING COIL | SML | SMELL | LEAK | LEAK | DISCONN | DISCONNECTED | Y
HEATING COIL | HEATING COIL | SML | SMELL | LEAK | LEAK | LUB | LUBRICATED | Y
HEATING COIL | HEATING COIL | SML | SMELL | LEAK | LEAK | NOF | NO FAULT FOUND | Y
HEATING COIL | HEATING COIL | SML | SMELL | LEAK | LEAK | OTHER-R | OTHER REMEDY | Y
HEATING COIL | HEATING COIL | SML | SMELL | LEAK | LEAK | OVH | OVERHAULED/REBUILT/REFURBISHED | Y
HEATING COIL | HEATING COIL | SML | SMELL | LEAK | LEAK | PAINT | PAINTED | Y
HEATING COIL | HEATING COIL | SML | SMELL | LEAK | LEAK | PATCH | PATCHED/PAVED | Y
HEATING COIL | HEATING COIL | SML | SMELL | LEAK | LEAK | PUMP | PUMPED OUT/EMPTIED | Y
HEATING COIL | HEATING COIL | SML | SMELL | LEAK | LEAK | REFILL | REFILLED | Y
HEATING COIL | HEATING COIL | SML | SMELL | LEAK | LEAK | REINS | REINSTALLED | Y
HEATING COIL | HEATING COIL | SML | SMELL | LEAK | LEAK | REMOVE | REMOVED | Y
HEATING COIL | HEATING COIL | SML | SMELL | LEAK | LEAK | REP | REPAIRED/RESTORED/ADJUSTED | Y
HEATING COIL | HEATING COIL | SML | SMELL | LEAK | LEAK | RESEAL | RESEALED/REPACKED | Y
HEATING COIL | HEATING COIL | SML | SMELL | LEAK | LEAK | RESET | RESET/RESTARTED | Y
HEATING COIL | HEATING COIL | SML | SMELL | LEAK | LEAK | REWIRE | REWIRED | Y
HEATING COIL | HEATING COIL | SML | SMELL | LEAK | LEAK | RPL | REPLACED | Y
HEATING COIL | HEATING COIL | SML | SMELL | LOOSE | LOOSE/MISALIGNED | MOD | MODIFIED | N
HEATING COIL | HEATING COIL | SML | SMELL | LOOSE | LOOSE/MISALIGNED | CLEAN | CLEANED | N
HEATING COIL | HEATING COIL | SML | SMELL | LOOSE | LOOSE/MISALIGNED | CLOSE | SECURED/CLOSED | N
HEATING COIL | HEATING COIL | SML | SMELL | LOOSE | LOOSE/MISALIGNED | CONN | CONNECTED | N
HEATING COIL | HEATING COIL | SML | SMELL | LOOSE | LOOSE/MISALIGNED | DISCONN | DISCONNECTED | N
HEATING COIL | HEATING COIL | SML | SMELL | LOOSE | LOOSE/MISALIGNED | LUB | LUBRICATED | Y
HEATING COIL | HEATING COIL | SML | SMELL | LOOSE | LOOSE/MISALIGNED | NOF | NO FAULT FOUND | N
HEATING COIL | HEATING COIL | SML | SMELL | LOOSE | LOOSE/MISALIGNED | OTHER-R | OTHER REMEDY | N
HEATING COIL | HEATING COIL | SML | SMELL | LOOSE | LOOSE/MISALIGNED | OVH | OVERHAULED/REBUILT/REFURBISHED | N
HEATING COIL | HEATING COIL | SML | SMELL | LOOSE | LOOSE/MISALIGNED | PAINT | PAINTED | Y
HEATING COIL | HEATING COIL | SML | SMELL | LOOSE | LOOSE/MISALIGNED | PATCH | PATCHED/PAVED | Y
HEATING COIL | HEATING COIL | SML | SMELL | LOOSE | LOOSE/MISALIGNED | PUMP | PUMPED OUT/EMPTIED | Y
HEATING COIL | HEATING COIL | SML | SMELL | LOOSE | LOOSE/MISALIGNED | REFILL | REFILLED | Y
HEATING COIL | HEATING COIL | SML | SMELL | LOOSE | LOOSE/MISALIGNED | REINS | REINSTALLED | N
HEATING COIL | HEATING COIL | SML | SMELL | LOOSE | LOOSE/MISALIGNED | REMOVE | REMOVED | N
HEATING COIL | HEATING COIL | SML | SMELL | LOOSE | LOOSE/MISALIGNED | REP | REPAIRED/RESTORED/ADJUSTED | N
HEATING COIL | HEATING COIL | SML | SMELL | LOOSE | LOOSE/MISALIGNED | RESEAL | RESEALED/REPACKED | Y
HEATING COIL | HEATING COIL | SML | SMELL | LOOSE | LOOSE/MISALIGNED | RESET | RESET/RESTARTED | Y
HEATING COIL | HEATING COIL | SML | SMELL | LOOSE | LOOSE/MISALIGNED | REWIRE | REWIRED | N
HEATING COIL | HEATING COIL | SML | SMELL | LOOSE | LOOSE/MISALIGNED | RPL | REPLACED | N
HEATING COIL | HEATING COIL | SML | SMELL | NOCAUSE | NO CAUSE FOUND | MOD | MODIFIED | N
HEATING COIL | HEATING COIL | SML | SMELL | NOCAUSE | NO CAUSE FOUND | CLEAN | CLEANED | N
HEATING COIL | HEATING COIL | SML | SMELL | NOCAUSE | NO CAUSE FOUND | CLOSE | SECURED/CLOSED | N
HEATING COIL | HEATING COIL | SML | SMELL | NOCAUSE | NO CAUSE FOUND | CONN | CONNECTED | N
HEATING COIL | HEATING COIL | SML | SMELL | NOCAUSE | NO CAUSE FOUND | DISCONN | DISCONNECTED | N
HEATING COIL | HEATING COIL | SML | SMELL | NOCAUSE | NO CAUSE FOUND | LUB | LUBRICATED | Y
HEATING COIL | HEATING COIL | SML | SMELL | NOCAUSE | NO CAUSE FOUND | NOF | NO FAULT FOUND | N
HEATING COIL | HEATING COIL | SML | SMELL | NOCAUSE | NO CAUSE FOUND | OTHER-R | OTHER REMEDY | N
HEATING COIL | HEATING COIL | SML | SMELL | NOCAUSE | NO CAUSE FOUND | OVH | OVERHAULED/REBUILT/REFURBISHED | N
HEATING COIL | HEATING COIL | SML | SMELL | NOCAUSE | NO CAUSE FOUND | PAINT | PAINTED | Y
HEATING COIL | HEATING COIL | SML | SMELL | NOCAUSE | NO CAUSE FOUND | PATCH | PATCHED/PAVED | Y
HEATING COIL | HEATING COIL | SML | SMELL | NOCAUSE | NO CAUSE FOUND | PUMP | PUMPED OUT/EMPTIED | Y
HEATING COIL | HEATING COIL | SML | SMELL | NOCAUSE | NO CAUSE FOUND | REFILL | REFILLED | Y
HEATING COIL | HEATING COIL | SML | SMELL | NOCAUSE | NO CAUSE FOUND | REINS | REINSTALLED | N
HEATING COIL | HEATING COIL | SML | SMELL | NOCAUSE | NO CAUSE FOUND | REMOVE | REMOVED | N
HEATING COIL | HEATING COIL | SML | SMELL | NOCAUSE | NO CAUSE FOUND | REP | REPAIRED/RESTORED/ADJUSTED | N
HEATING COIL | HEATING COIL | SML | SMELL | NOCAUSE | NO CAUSE FOUND | RESEAL | RESEALED/REPACKED | Y
HEATING COIL | HEATING COIL | SML | SMELL | NOCAUSE | NO CAUSE FOUND | RESET | RESET/RESTARTED | Y
HEATING COIL | HEATING COIL | SML | SMELL | NOCAUSE | NO CAUSE FOUND | REWIRE | REWIRED | N
HEATING COIL | HEATING COIL | SML | SMELL | NOCAUSE | NO CAUSE FOUND | RPL | REPLACED | N
HEATING COIL | HEATING COIL | SML | SMELL | OBSTR | JAMMED/OBSTRUCTED | MOD | MODIFIED | Y
HEATING COIL | HEATING COIL | SML | SMELL | OBSTR | JAMMED/OBSTRUCTED | CLEAN | CLEANED | Y
HEATING COIL | HEATING COIL | SML | SMELL | OBSTR | JAMMED/OBSTRUCTED | CLOSE | SECURED/CLOSED | Y
HEATING COIL | HEATING COIL | SML | SMELL | OBSTR | JAMMED/OBSTRUCTED | CONN | CONNECTED | Y
HEATING COIL | HEATING COIL | SML | SMELL | OBSTR | JAMMED/OBSTRUCTED | DISCONN | DISCONNECTED | Y
HEATING COIL | HEATING COIL | SML | SMELL | OBSTR | JAMMED/OBSTRUCTED | LUB | LUBRICATED | Y
HEATING COIL | HEATING COIL | SML | SMELL | OBSTR | JAMMED/OBSTRUCTED | NOF | NO FAULT FOUND | Y
HEATING COIL | HEATING COIL | SML | SMELL | OBSTR | JAMMED/OBSTRUCTED | OTHER-R | OTHER REMEDY | Y
HEATING COIL | HEATING COIL | SML | SMELL | OBSTR | JAMMED/OBSTRUCTED | OVH | OVERHAULED/REBUILT/REFURBISHED | Y
HEATING COIL | HEATING COIL | SML | SMELL | OBSTR | JAMMED/OBSTRUCTED | PAINT | PAINTED | Y
HEATING COIL | HEATING COIL | SML | SMELL | OBSTR | JAMMED/OBSTRUCTED | PATCH | PATCHED/PAVED | Y
HEATING COIL | HEATING COIL | SML | SMELL | OBSTR | JAMMED/OBSTRUCTED | PUMP | PUMPED OUT/EMPTIED | Y
HEATING COIL | HEATING COIL | SML | SMELL | OBSTR | JAMMED/OBSTRUCTED | REFILL | REFILLED | Y
HEATING COIL | HEATING COIL | SML | SMELL | OBSTR | JAMMED/OBSTRUCTED | REINS | REINSTALLED | Y
HEATING COIL | HEATING COIL | SML | SMELL | OBSTR | JAMMED/OBSTRUCTED | REMOVE | REMOVED | Y
HEATING COIL | HEATING COIL | SML | SMELL | OBSTR | JAMMED/OBSTRUCTED | REP | REPAIRED/RESTORED/ADJUSTED | Y
HEATING COIL | HEATING COIL | SML | SMELL | OBSTR | JAMMED/OBSTRUCTED | RESEAL | RESEALED/REPACKED | Y
HEATING COIL | HEATING COIL | SML | SMELL | OBSTR | JAMMED/OBSTRUCTED | RESET | RESET/RESTARTED | Y
HEATING COIL | HEATING COIL | SML | SMELL | OBSTR | JAMMED/OBSTRUCTED | REWIRE | REWIRED | Y
HEATING COIL | HEATING COIL | SML | SMELL | OBSTR | JAMMED/OBSTRUCTED | RPL | REPLACED | Y
HEATING COIL | HEATING COIL | SML | SMELL | OPSERRMTCERR | OPERATIONS/MAINTENANCE RELATED | MOD | MODIFIED | N
HEATING COIL | HEATING COIL | SML | SMELL | OPSERRMTCERR | OPERATIONS/MAINTENANCE RELATED | CLEAN | CLEANED | N
HEATING COIL | HEATING COIL | SML | SMELL | OPSERRMTCERR | OPERATIONS/MAINTENANCE RELATED | CLOSE | SECURED/CLOSED | N
HEATING COIL | HEATING COIL | SML | SMELL | OPSERRMTCERR | OPERATIONS/MAINTENANCE RELATED | CONN | CONNECTED | N
HEATING COIL | HEATING COIL | SML | SMELL | OPSERRMTCERR | OPERATIONS/MAINTENANCE RELATED | DISCONN | DISCONNECTED | N
HEATING COIL | HEATING COIL | SML | SMELL | OPSERRMTCERR | OPERATIONS/MAINTENANCE RELATED | LUB | LUBRICATED | Y
HEATING COIL | HEATING COIL | SML | SMELL | OPSERRMTCERR | OPERATIONS/MAINTENANCE RELATED | NOF | NO FAULT FOUND | N
HEATING COIL | HEATING COIL | SML | SMELL | OPSERRMTCERR | OPERATIONS/MAINTENANCE RELATED | OTHER-R | OTHER REMEDY | N
HEATING COIL | HEATING COIL | SML | SMELL | OPSERRMTCERR | OPERATIONS/MAINTENANCE RELATED | OVH | OVERHAULED/REBUILT/REFURBISHED | N
HEATING COIL | HEATING COIL | SML | SMELL | OPSERRMTCERR | OPERATIONS/MAINTENANCE RELATED | PAINT | PAINTED | Y
HEATING COIL | HEATING COIL | SML | SMELL | OPSERRMTCERR | OPERATIONS/MAINTENANCE RELATED | PATCH | PATCHED/PAVED | Y
HEATING COIL | HEATING COIL | SML | SMELL | OPSERRMTCERR | OPERATIONS/MAINTENANCE RELATED | PUMP | PUMPED OUT/EMPTIED | Y
HEATING COIL | HEATING COIL | SML | SMELL | OPSERRMTCERR | OPERATIONS/MAINTENANCE RELATED | REFILL | REFILLED | Y
HEATING COIL | HEATING COIL | SML | SMELL | OPSERRMTCERR | OPERATIONS/MAINTENANCE RELATED | REINS | REINSTALLED | N
HEATING COIL | HEATING COIL | SML | SMELL | OPSERRMTCERR | OPERATIONS/MAINTENANCE RELATED | REMOVE | REMOVED | N
HEATING COIL | HEATING COIL | SML | SMELL | OPSERRMTCERR | OPERATIONS/MAINTENANCE RELATED | REP | REPAIRED/RESTORED/ADJUSTED | N
HEATING COIL | HEATING COIL | SML | SMELL | OPSERRMTCERR | OPERATIONS/MAINTENANCE RELATED | RESEAL | RESEALED/REPACKED | Y
HEATING COIL | HEATING COIL | SML | SMELL | OPSERRMTCERR | OPERATIONS/MAINTENANCE RELATED | RESET | RESET/RESTARTED | Y
HEATING COIL | HEATING COIL | SML | SMELL | OPSERRMTCERR | OPERATIONS/MAINTENANCE RELATED | REWIRE | REWIRED | N
HEATING COIL | HEATING COIL | SML | SMELL | OPSERRMTCERR | OPERATIONS/MAINTENANCE RELATED | RPL | REPLACED | N
HEATING COIL | HEATING COIL | SML | SMELL | OTHER-C | OTHER CAUSE | MOD | MODIFIED | N
HEATING COIL | HEATING COIL | SML | SMELL | OTHER-C | OTHER CAUSE | CLEAN | CLEANED | N
HEATING COIL | HEATING COIL | SML | SMELL | OTHER-C | OTHER CAUSE | CLOSE | SECURED/CLOSED | N
HEATING COIL | HEATING COIL | SML | SMELL | OTHER-C | OTHER CAUSE | CONN | CONNECTED | N
HEATING COIL | HEATING COIL | SML | SMELL | OTHER-C | OTHER CAUSE | DISCONN | DISCONNECTED | N
HEATING COIL | HEATING COIL | SML | SMELL | OTHER-C | OTHER CAUSE | LUB | LUBRICATED | Y
HEATING COIL | HEATING COIL | SML | SMELL | OTHER-C | OTHER CAUSE | NOF | NO FAULT FOUND | N
HEATING COIL | HEATING COIL | SML | SMELL | OTHER-C | OTHER CAUSE | OTHER-R | OTHER REMEDY | N
HEATING COIL | HEATING COIL | SML | SMELL | OTHER-C | OTHER CAUSE | OVH | OVERHAULED/REBUILT/REFURBISHED | N
HEATING COIL | HEATING COIL | SML | SMELL | OTHER-C | OTHER CAUSE | PAINT | PAINTED | Y
HEATING COIL | HEATING COIL | SML | SMELL | OTHER-C | OTHER CAUSE | PATCH | PATCHED/PAVED | Y
HEATING COIL | HEATING COIL | SML | SMELL | OTHER-C | OTHER CAUSE | PUMP | PUMPED OUT/EMPTIED | Y
HEATING COIL | HEATING COIL | SML | SMELL | OTHER-C | OTHER CAUSE | REFILL | REFILLED | Y
HEATING COIL | HEATING COIL | SML | SMELL | OTHER-C | OTHER CAUSE | REINS | REINSTALLED | N
HEATING COIL | HEATING COIL | SML | SMELL | OTHER-C | OTHER CAUSE | REMOVE | REMOVED | N
HEATING COIL | HEATING COIL | SML | SMELL | OTHER-C | OTHER CAUSE | REP | REPAIRED/RESTORED/ADJUSTED | N
HEATING COIL | HEATING COIL | SML | SMELL | OTHER-C | OTHER CAUSE | RESEAL | RESEALED/REPACKED | Y
HEATING COIL | HEATING COIL | SML | SMELL | OTHER-C | OTHER CAUSE | RESET | RESET/RESTARTED | Y
HEATING COIL | HEATING COIL | SML | SMELL | OTHER-C | OTHER CAUSE | REWIRE | REWIRED | N
HEATING COIL | HEATING COIL | SML | SMELL | OTHER-C | OTHER CAUSE | RPL | REPLACED | N
HEATING COIL | HEATING COIL | SML | SMELL | POWERSUP | POWER SUPPLY | MOD | MODIFIED | N
HEATING COIL | HEATING COIL | SML | SMELL | POWERSUP | POWER SUPPLY | CLEAN | CLEANED | N
HEATING COIL | HEATING COIL | SML | SMELL | POWERSUP | POWER SUPPLY | CLOSE | SECURED/CLOSED | N
HEATING COIL | HEATING COIL | SML | SMELL | POWERSUP | POWER SUPPLY | CONN | CONNECTED | N
HEATING COIL | HEATING COIL | SML | SMELL | POWERSUP | POWER SUPPLY | DISCONN | DISCONNECTED | N
HEATING COIL | HEATING COIL | SML | SMELL | POWERSUP | POWER SUPPLY | LUB | LUBRICATED | Y
HEATING COIL | HEATING COIL | SML | SMELL | POWERSUP | POWER SUPPLY | NOF | NO FAULT FOUND | N
HEATING COIL | HEATING COIL | SML | SMELL | POWERSUP | POWER SUPPLY | OTHER-R | OTHER REMEDY | N
HEATING COIL | HEATING COIL | SML | SMELL | POWERSUP | POWER SUPPLY | OVH | OVERHAULED/REBUILT/REFURBISHED | N
HEATING COIL | HEATING COIL | SML | SMELL | POWERSUP | POWER SUPPLY | PAINT | PAINTED | Y
HEATING COIL | HEATING COIL | SML | SMELL | POWERSUP | POWER SUPPLY | PATCH | PATCHED/PAVED | Y
HEATING COIL | HEATING COIL | SML | SMELL | POWERSUP | POWER SUPPLY | PUMP | PUMPED OUT/EMPTIED | Y
HEATING COIL | HEATING COIL | SML | SMELL | POWERSUP | POWER SUPPLY | REFILL | REFILLED | Y
HEATING COIL | HEATING COIL | SML | SMELL | POWERSUP | POWER SUPPLY | REINS | REINSTALLED | N
HEATING COIL | HEATING COIL | SML | SMELL | POWERSUP | POWER SUPPLY | REMOVE | REMOVED | N
HEATING COIL | HEATING COIL | SML | SMELL | POWERSUP | POWER SUPPLY | REP | REPAIRED/RESTORED/ADJUSTED | N
HEATING COIL | HEATING COIL | SML | SMELL | POWERSUP | POWER SUPPLY | RESEAL | RESEALED/REPACKED | Y
HEATING COIL | HEATING COIL | SML | SMELL | POWERSUP | POWER SUPPLY | RESET | RESET/RESTARTED | Y
HEATING COIL | HEATING COIL | SML | SMELL | POWERSUP | POWER SUPPLY | REWIRE | REWIRED | N
HEATING COIL | HEATING COIL | SML | SMELL | POWERSUP | POWER SUPPLY | RPL | REPLACED | N
HEATING COIL | HEATING COIL | SML | SMELL | SENSOR | FAULTY SENSOR | MOD | MODIFIED | Y
HEATING COIL | HEATING COIL | SML | SMELL | SENSOR | FAULTY SENSOR | CLEAN | CLEANED | Y
HEATING COIL | HEATING COIL | SML | SMELL | SENSOR | FAULTY SENSOR | CLOSE | SECURED/CLOSED | Y
HEATING COIL | HEATING COIL | SML | SMELL | SENSOR | FAULTY SENSOR | CONN | CONNECTED | Y
HEATING COIL | HEATING COIL | SML | SMELL | SENSOR | FAULTY SENSOR | DISCONN | DISCONNECTED | Y
HEATING COIL | HEATING COIL | SML | SMELL | SENSOR | FAULTY SENSOR | LUB | LUBRICATED | Y
HEATING COIL | HEATING COIL | SML | SMELL | SENSOR | FAULTY SENSOR | NOF | NO FAULT FOUND | Y
HEATING COIL | HEATING COIL | SML | SMELL | SENSOR | FAULTY SENSOR | OTHER-R | OTHER REMEDY | Y
HEATING COIL | HEATING COIL | SML | SMELL | SENSOR | FAULTY SENSOR | OVH | OVERHAULED/REBUILT/REFURBISHED | Y
HEATING COIL | HEATING COIL | SML | SMELL | SENSOR | FAULTY SENSOR | PAINT | PAINTED | Y
HEATING COIL | HEATING COIL | SML | SMELL | SENSOR | FAULTY SENSOR | PATCH | PATCHED/PAVED | Y
HEATING COIL | HEATING COIL | SML | SMELL | SENSOR | FAULTY SENSOR | PUMP | PUMPED OUT/EMPTIED | Y
HEATING COIL | HEATING COIL | SML | SMELL | SENSOR | FAULTY SENSOR | REFILL | REFILLED | Y
HEATING COIL | HEATING COIL | SML | SMELL | SENSOR | FAULTY SENSOR | REINS | REINSTALLED | Y
HEATING COIL | HEATING COIL | SML | SMELL | SENSOR | FAULTY SENSOR | REMOVE | REMOVED | Y
HEATING COIL | HEATING COIL | SML | SMELL | SENSOR | FAULTY SENSOR | REP | REPAIRED/RESTORED/ADJUSTED | Y
HEATING COIL | HEATING COIL | SML | SMELL | SENSOR | FAULTY SENSOR | RESEAL | RESEALED/REPACKED | Y
HEATING COIL | HEATING COIL | SML | SMELL | SENSOR | FAULTY SENSOR | RESET | RESET/RESTARTED | Y
HEATING COIL | HEATING COIL | SML | SMELL | SENSOR | FAULTY SENSOR | REWIRE | REWIRED | Y
HEATING COIL | HEATING COIL | SML | SMELL | SENSOR | FAULTY SENSOR | RPL | REPLACED | Y
HEATING COIL | HEATING COIL | TEMP | TEMP-CTRL | BREAKTRP | BREAKER TRIP | MOD | MODIFIED | N
HEATING COIL | HEATING COIL | TEMP | TEMP-CTRL | BREAKTRP | BREAKER TRIP | CLEAN | CLEANED | N
HEATING COIL | HEATING COIL | TEMP | TEMP-CTRL | BREAKTRP | BREAKER TRIP | CLOSE | SECURED/CLOSED | N
HEATING COIL | HEATING COIL | TEMP | TEMP-CTRL | BREAKTRP | BREAKER TRIP | CONN | CONNECTED | N
HEATING COIL | HEATING COIL | TEMP | TEMP-CTRL | BREAKTRP | BREAKER TRIP | DISCONN | DISCONNECTED | N
HEATING COIL | HEATING COIL | TEMP | TEMP-CTRL | BREAKTRP | BREAKER TRIP | LUB | LUBRICATED | Y
HEATING COIL | HEATING COIL | TEMP | TEMP-CTRL | BREAKTRP | BREAKER TRIP | NOF | NO FAULT FOUND | N
HEATING COIL | HEATING COIL | TEMP | TEMP-CTRL | BREAKTRP | BREAKER TRIP | OTHER-R | OTHER REMEDY | N
HEATING COIL | HEATING COIL | TEMP | TEMP-CTRL | BREAKTRP | BREAKER TRIP | OVH | OVERHAULED/REBUILT/REFURBISHED | N
HEATING COIL | HEATING COIL | TEMP | TEMP-CTRL | BREAKTRP | BREAKER TRIP | PAINT | PAINTED | Y
HEATING COIL | HEATING COIL | TEMP | TEMP-CTRL | BREAKTRP | BREAKER TRIP | PATCH | PATCHED/PAVED | Y
HEATING COIL | HEATING COIL | TEMP | TEMP-CTRL | BREAKTRP | BREAKER TRIP | PUMP | PUMPED OUT/EMPTIED | Y
HEATING COIL | HEATING COIL | TEMP | TEMP-CTRL | BREAKTRP | BREAKER TRIP | REFILL | REFILLED | Y
HEATING COIL | HEATING COIL | TEMP | TEMP-CTRL | BREAKTRP | BREAKER TRIP | REINS | REINSTALLED | N
HEATING COIL | HEATING COIL | TEMP | TEMP-CTRL | BREAKTRP | BREAKER TRIP | REMOVE | REMOVED | N
HEATING COIL | HEATING COIL | TEMP | TEMP-CTRL | BREAKTRP | BREAKER TRIP | REP | REPAIRED/RESTORED/ADJUSTED | N
HEATING COIL | HEATING COIL | TEMP | TEMP-CTRL | BREAKTRP | BREAKER TRIP | RESEAL | RESEALED/REPACKED | Y
HEATING COIL | HEATING COIL | TEMP | TEMP-CTRL | BREAKTRP | BREAKER TRIP | RESET | RESET/RESTARTED | Y
HEATING COIL | HEATING COIL | TEMP | TEMP-CTRL | BREAKTRP | BREAKER TRIP | REWIRE | REWIRED | N
HEATING COIL | HEATING COIL | TEMP | TEMP-CTRL | BREAKTRP | BREAKER TRIP | RPL | REPLACED | N
HEATING COIL | HEATING COIL | TEMP | TEMP-CTRL | CORROSION | RUST/CORROSION | MOD | MODIFIED | N
HEATING COIL | HEATING COIL | TEMP | TEMP-CTRL | CORROSION | RUST/CORROSION | CLEAN | CLEANED | N
HEATING COIL | HEATING COIL | TEMP | TEMP-CTRL | CORROSION | RUST/CORROSION | CLOSE | SECURED/CLOSED | N
HEATING COIL | HEATING COIL | TEMP | TEMP-CTRL | CORROSION | RUST/CORROSION | CONN | CONNECTED | N
HEATING COIL | HEATING COIL | TEMP | TEMP-CTRL | CORROSION | RUST/CORROSION | DISCONN | DISCONNECTED | N
HEATING COIL | HEATING COIL | TEMP | TEMP-CTRL | CORROSION | RUST/CORROSION | LUB | LUBRICATED | Y
HEATING COIL | HEATING COIL | TEMP | TEMP-CTRL | CORROSION | RUST/CORROSION | NOF | NO FAULT FOUND | N
HEATING COIL | HEATING COIL | TEMP | TEMP-CTRL | CORROSION | RUST/CORROSION | OTHER-R | OTHER REMEDY | N
HEATING COIL | HEATING COIL | TEMP | TEMP-CTRL | CORROSION | RUST/CORROSION | OVH | OVERHAULED/REBUILT/REFURBISHED | N
HEATING COIL | HEATING COIL | TEMP | TEMP-CTRL | CORROSION | RUST/CORROSION | PAINT | PAINTED | Y
HEATING COIL | HEATING COIL | TEMP | TEMP-CTRL | CORROSION | RUST/CORROSION | PATCH | PATCHED/PAVED | Y
HEATING COIL | HEATING COIL | TEMP | TEMP-CTRL | CORROSION | RUST/CORROSION | PUMP | PUMPED OUT/EMPTIED | Y
HEATING COIL | HEATING COIL | TEMP | TEMP-CTRL | CORROSION | RUST/CORROSION | REFILL | REFILLED | Y
HEATING COIL | HEATING COIL | TEMP | TEMP-CTRL | CORROSION | RUST/CORROSION | REINS | REINSTALLED | N
HEATING COIL | HEATING COIL | TEMP | TEMP-CTRL | CORROSION | RUST/CORROSION | REMOVE | REMOVED | N
HEATING COIL | HEATING COIL | TEMP | TEMP-CTRL | CORROSION | RUST/CORROSION | REP | REPAIRED/RESTORED/ADJUSTED | N
HEATING COIL | HEATING COIL | TEMP | TEMP-CTRL | CORROSION | RUST/CORROSION | RESEAL | RESEALED/REPACKED | Y
HEATING COIL | HEATING COIL | TEMP | TEMP-CTRL | CORROSION | RUST/CORROSION | RESET | RESET/RESTARTED | Y
HEATING COIL | HEATING COIL | TEMP | TEMP-CTRL | CORROSION | RUST/CORROSION | REWIRE | REWIRED | N
HEATING COIL | HEATING COIL | TEMP | TEMP-CTRL | CORROSION | RUST/CORROSION | RPL | REPLACED | N
HEATING COIL | HEATING COIL | TEMP | TEMP-CTRL | DAMAGE | DAMAGED/BROKEN | MOD | MODIFIED | N
HEATING COIL | HEATING COIL | TEMP | TEMP-CTRL | DAMAGE | DAMAGED/BROKEN | CLEAN | CLEANED | N
HEATING COIL | HEATING COIL | TEMP | TEMP-CTRL | DAMAGE | DAMAGED/BROKEN | CLOSE | SECURED/CLOSED | N
HEATING COIL | HEATING COIL | TEMP | TEMP-CTRL | DAMAGE | DAMAGED/BROKEN | CONN | CONNECTED | N
HEATING COIL | HEATING COIL | TEMP | TEMP-CTRL | DAMAGE | DAMAGED/BROKEN | DISCONN | DISCONNECTED | N
HEATING COIL | HEATING COIL | TEMP | TEMP-CTRL | DAMAGE | DAMAGED/BROKEN | LUB | LUBRICATED | Y
HEATING COIL | HEATING COIL | TEMP | TEMP-CTRL | DAMAGE | DAMAGED/BROKEN | NOF | NO FAULT FOUND | N
HEATING COIL | HEATING COIL | TEMP | TEMP-CTRL | DAMAGE | DAMAGED/BROKEN | OTHER-R | OTHER REMEDY | N
HEATING COIL | HEATING COIL | TEMP | TEMP-CTRL | DAMAGE | DAMAGED/BROKEN | OVH | OVERHAULED/REBUILT/REFURBISHED | N
HEATING COIL | HEATING COIL | TEMP | TEMP-CTRL | DAMAGE | DAMAGED/BROKEN | PAINT | PAINTED | Y
HEATING COIL | HEATING COIL | TEMP | TEMP-CTRL | DAMAGE | DAMAGED/BROKEN | PATCH | PATCHED/PAVED | Y
HEATING COIL | HEATING COIL | TEMP | TEMP-CTRL | DAMAGE | DAMAGED/BROKEN | PUMP | PUMPED OUT/EMPTIED | Y
HEATING COIL | HEATING COIL | TEMP | TEMP-CTRL | DAMAGE | DAMAGED/BROKEN | REFILL | REFILLED | Y
HEATING COIL | HEATING COIL | TEMP | TEMP-CTRL | DAMAGE | DAMAGED/BROKEN | REINS | REINSTALLED | N
HEATING COIL | HEATING COIL | TEMP | TEMP-CTRL | DAMAGE | DAMAGED/BROKEN | REMOVE | REMOVED | N
HEATING COIL | HEATING COIL | TEMP | TEMP-CTRL | DAMAGE | DAMAGED/BROKEN | REP | REPAIRED/RESTORED/ADJUSTED | N
HEATING COIL | HEATING COIL | TEMP | TEMP-CTRL | DAMAGE | DAMAGED/BROKEN | RESEAL | RESEALED/REPACKED | Y
HEATING COIL | HEATING COIL | TEMP | TEMP-CTRL | DAMAGE | DAMAGED/BROKEN | RESET | RESET/RESTARTED | Y
HEATING COIL | HEATING COIL | TEMP | TEMP-CTRL | DAMAGE | DAMAGED/BROKEN | REWIRE | REWIRED | N
HEATING COIL | HEATING COIL | TEMP | TEMP-CTRL | DAMAGE | DAMAGED/BROKEN | RPL | REPLACED | N
HEATING COIL | HEATING COIL | TEMP | TEMP-CTRL | DESGEN | DESIGN RELATED | MOD | MODIFIED | N
HEATING COIL | HEATING COIL | TEMP | TEMP-CTRL | DESGEN | DESIGN RELATED | CLEAN | CLEANED | N
HEATING COIL | HEATING COIL | TEMP | TEMP-CTRL | DESGEN | DESIGN RELATED | CLOSE | SECURED/CLOSED | N
HEATING COIL | HEATING COIL | TEMP | TEMP-CTRL | DESGEN | DESIGN RELATED | CONN | CONNECTED | N
HEATING COIL | HEATING COIL | TEMP | TEMP-CTRL | DESGEN | DESIGN RELATED | DISCONN | DISCONNECTED | N
HEATING COIL | HEATING COIL | TEMP | TEMP-CTRL | DESGEN | DESIGN RELATED | LUB | LUBRICATED | Y
HEATING COIL | HEATING COIL | TEMP | TEMP-CTRL | DESGEN | DESIGN RELATED | NOF | NO FAULT FOUND | N
HEATING COIL | HEATING COIL | TEMP | TEMP-CTRL | DESGEN | DESIGN RELATED | OTHER-R | OTHER REMEDY | N
HEATING COIL | HEATING COIL | TEMP | TEMP-CTRL | DESGEN | DESIGN RELATED | OVH | OVERHAULED/REBUILT/REFURBISHED | N
HEATING COIL | HEATING COIL | TEMP | TEMP-CTRL | DESGEN | DESIGN RELATED | PAINT | PAINTED | Y
HEATING COIL | HEATING COIL | TEMP | TEMP-CTRL | DESGEN | DESIGN RELATED | PATCH | PATCHED/PAVED | Y
HEATING COIL | HEATING COIL | TEMP | TEMP-CTRL | DESGEN | DESIGN RELATED | PUMP | PUMPED OUT/EMPTIED | Y
HEATING COIL | HEATING COIL | TEMP | TEMP-CTRL | DESGEN | DESIGN RELATED | REFILL | REFILLED | Y
HEATING COIL | HEATING COIL | TEMP | TEMP-CTRL | DESGEN | DESIGN RELATED | REINS | REINSTALLED | N
HEATING COIL | HEATING COIL | TEMP | TEMP-CTRL | DESGEN | DESIGN RELATED | REMOVE | REMOVED | N
HEATING COIL | HEATING COIL | TEMP | TEMP-CTRL | DESGEN | DESIGN RELATED | REP | REPAIRED/RESTORED/ADJUSTED | N
HEATING COIL | HEATING COIL | TEMP | TEMP-CTRL | DESGEN | DESIGN RELATED | RESEAL | RESEALED/REPACKED | Y
HEATING COIL | HEATING COIL | TEMP | TEMP-CTRL | DESGEN | DESIGN RELATED | RESET | RESET/RESTARTED | Y
HEATING COIL | HEATING COIL | TEMP | TEMP-CTRL | DESGEN | DESIGN RELATED | REWIRE | REWIRED | N
HEATING COIL | HEATING COIL | TEMP | TEMP-CTRL | DESGEN | DESIGN RELATED | RPL | REPLACED | N
HEATING COIL | HEATING COIL | TEMP | TEMP-CTRL | DIRTY | DIRTY | MOD | MODIFIED | N
HEATING COIL | HEATING COIL | TEMP | TEMP-CTRL | DIRTY | DIRTY | CLEAN | CLEANED | N
HEATING COIL | HEATING COIL | TEMP | TEMP-CTRL | DIRTY | DIRTY | CLOSE | SECURED/CLOSED | N
HEATING COIL | HEATING COIL | TEMP | TEMP-CTRL | DIRTY | DIRTY | CONN | CONNECTED | N
HEATING COIL | HEATING COIL | TEMP | TEMP-CTRL | DIRTY | DIRTY | DISCONN | DISCONNECTED | N
HEATING COIL | HEATING COIL | TEMP | TEMP-CTRL | DIRTY | DIRTY | LUB | LUBRICATED | Y
HEATING COIL | HEATING COIL | TEMP | TEMP-CTRL | DIRTY | DIRTY | NOF | NO FAULT FOUND | N
HEATING COIL | HEATING COIL | TEMP | TEMP-CTRL | DIRTY | DIRTY | OTHER-R | OTHER REMEDY | N
HEATING COIL | HEATING COIL | TEMP | TEMP-CTRL | DIRTY | DIRTY | OVH | OVERHAULED/REBUILT/REFURBISHED | N
HEATING COIL | HEATING COIL | TEMP | TEMP-CTRL | DIRTY | DIRTY | PAINT | PAINTED | Y
HEATING COIL | HEATING COIL | TEMP | TEMP-CTRL | DIRTY | DIRTY | PATCH | PATCHED/PAVED | Y
HEATING COIL | HEATING COIL | TEMP | TEMP-CTRL | DIRTY | DIRTY | PUMP | PUMPED OUT/EMPTIED | Y
HEATING COIL | HEATING COIL | TEMP | TEMP-CTRL | DIRTY | DIRTY | REFILL | REFILLED | Y
HEATING COIL | HEATING COIL | TEMP | TEMP-CTRL | DIRTY | DIRTY | REINS | REINSTALLED | N
HEATING COIL | HEATING COIL | TEMP | TEMP-CTRL | DIRTY | DIRTY | REMOVE | REMOVED | N
HEATING COIL | HEATING COIL | TEMP | TEMP-CTRL | DIRTY | DIRTY | REP | REPAIRED/RESTORED/ADJUSTED | N
HEATING COIL | HEATING COIL | TEMP | TEMP-CTRL | DIRTY | DIRTY | RESEAL | RESEALED/REPACKED | Y
HEATING COIL | HEATING COIL | TEMP | TEMP-CTRL | DIRTY | DIRTY | RESET | RESET/RESTARTED | Y
HEATING COIL | HEATING COIL | TEMP | TEMP-CTRL | DIRTY | DIRTY | REWIRE | REWIRED | N
HEATING COIL | HEATING COIL | TEMP | TEMP-CTRL | DIRTY | DIRTY | RPL | REPLACED | N
HEATING COIL | HEATING COIL | TEMP | TEMP-CTRL | EXPWT | EXPECTED WEAR AND TEAR | MOD | MODIFIED | N
HEATING COIL | HEATING COIL | TEMP | TEMP-CTRL | EXPWT | EXPECTED WEAR AND TEAR | CLEAN | CLEANED | N
HEATING COIL | HEATING COIL | TEMP | TEMP-CTRL | EXPWT | EXPECTED WEAR AND TEAR | CLOSE | SECURED/CLOSED | N
HEATING COIL | HEATING COIL | TEMP | TEMP-CTRL | EXPWT | EXPECTED WEAR AND TEAR | CONN | CONNECTED | N
HEATING COIL | HEATING COIL | TEMP | TEMP-CTRL | EXPWT | EXPECTED WEAR AND TEAR | DISCONN | DISCONNECTED | N
HEATING COIL | HEATING COIL | TEMP | TEMP-CTRL | EXPWT | EXPECTED WEAR AND TEAR | LUB | LUBRICATED | Y
HEATING COIL | HEATING COIL | TEMP | TEMP-CTRL | EXPWT | EXPECTED WEAR AND TEAR | NOF | NO FAULT FOUND | N
HEATING COIL | HEATING COIL | TEMP | TEMP-CTRL | EXPWT | EXPECTED WEAR AND TEAR | OTHER-R | OTHER REMEDY | N
HEATING COIL | HEATING COIL | TEMP | TEMP-CTRL | EXPWT | EXPECTED WEAR AND TEAR | OVH | OVERHAULED/REBUILT/REFURBISHED | N
HEATING COIL | HEATING COIL | TEMP | TEMP-CTRL | EXPWT | EXPECTED WEAR AND TEAR | PAINT | PAINTED | Y
HEATING COIL | HEATING COIL | TEMP | TEMP-CTRL | EXPWT | EXPECTED WEAR AND TEAR | PATCH | PATCHED/PAVED | Y
HEATING COIL | HEATING COIL | TEMP | TEMP-CTRL | EXPWT | EXPECTED WEAR AND TEAR | PUMP | PUMPED OUT/EMPTIED | Y
HEATING COIL | HEATING COIL | TEMP | TEMP-CTRL | EXPWT | EXPECTED WEAR AND TEAR | REFILL | REFILLED | Y
HEATING COIL | HEATING COIL | TEMP | TEMP-CTRL | EXPWT | EXPECTED WEAR AND TEAR | REINS | REINSTALLED | N
HEATING COIL | HEATING COIL | TEMP | TEMP-CTRL | EXPWT | EXPECTED WEAR AND TEAR | REMOVE | REMOVED | N
HEATING COIL | HEATING COIL | TEMP | TEMP-CTRL | EXPWT | EXPECTED WEAR AND TEAR | REP | REPAIRED/RESTORED/ADJUSTED | N
HEATING COIL | HEATING COIL | TEMP | TEMP-CTRL | EXPWT | EXPECTED WEAR AND TEAR | RESEAL | RESEALED/REPACKED | Y
HEATING COIL | HEATING COIL | TEMP | TEMP-CTRL | EXPWT | EXPECTED WEAR AND TEAR | RESET | RESET/RESTARTED | Y
HEATING COIL | HEATING COIL | TEMP | TEMP-CTRL | EXPWT | EXPECTED WEAR AND TEAR | REWIRE | REWIRED | N
HEATING COIL | HEATING COIL | TEMP | TEMP-CTRL | EXPWT | EXPECTED WEAR AND TEAR | RPL | REPLACED | N
HEATING COIL | HEATING COIL | TEMP | TEMP-CTRL | FABGEN | FABRICATION/INSTALLATION RELATED | MOD | MODIFIED | N
HEATING COIL | HEATING COIL | TEMP | TEMP-CTRL | FABGEN | FABRICATION/INSTALLATION RELATED | CLEAN | CLEANED | N
HEATING COIL | HEATING COIL | TEMP | TEMP-CTRL | FABGEN | FABRICATION/INSTALLATION RELATED | CLOSE | SECURED/CLOSED | N
HEATING COIL | HEATING COIL | TEMP | TEMP-CTRL | FABGEN | FABRICATION/INSTALLATION RELATED | CONN | CONNECTED | N
HEATING COIL | HEATING COIL | TEMP | TEMP-CTRL | FABGEN | FABRICATION/INSTALLATION RELATED | DISCONN | DISCONNECTED | N
HEATING COIL | HEATING COIL | TEMP | TEMP-CTRL | FABGEN | FABRICATION/INSTALLATION RELATED | LUB | LUBRICATED | Y
HEATING COIL | HEATING COIL | TEMP | TEMP-CTRL | FABGEN | FABRICATION/INSTALLATION RELATED | NOF | NO FAULT FOUND | N
HEATING COIL | HEATING COIL | TEMP | TEMP-CTRL | FABGEN | FABRICATION/INSTALLATION RELATED | OTHER-R | OTHER REMEDY | N
HEATING COIL | HEATING COIL | TEMP | TEMP-CTRL | FABGEN | FABRICATION/INSTALLATION RELATED | OVH | OVERHAULED/REBUILT/REFURBISHED | N
HEATING COIL | HEATING COIL | TEMP | TEMP-CTRL | FABGEN | FABRICATION/INSTALLATION RELATED | PAINT | PAINTED | Y
HEATING COIL | HEATING COIL | TEMP | TEMP-CTRL | FABGEN | FABRICATION/INSTALLATION RELATED | PATCH | PATCHED/PAVED | Y
HEATING COIL | HEATING COIL | TEMP | TEMP-CTRL | FABGEN | FABRICATION/INSTALLATION RELATED | PUMP | PUMPED OUT/EMPTIED | Y
HEATING COIL | HEATING COIL | TEMP | TEMP-CTRL | FABGEN | FABRICATION/INSTALLATION RELATED | REFILL | REFILLED | Y
HEATING COIL | HEATING COIL | TEMP | TEMP-CTRL | FABGEN | FABRICATION/INSTALLATION RELATED | REINS | REINSTALLED | N
HEATING COIL | HEATING COIL | TEMP | TEMP-CTRL | FABGEN | FABRICATION/INSTALLATION RELATED | REMOVE | REMOVED | N
HEATING COIL | HEATING COIL | TEMP | TEMP-CTRL | FABGEN | FABRICATION/INSTALLATION RELATED | REP | REPAIRED/RESTORED/ADJUSTED | N
HEATING COIL | HEATING COIL | TEMP | TEMP-CTRL | FABGEN | FABRICATION/INSTALLATION RELATED | RESEAL | RESEALED/REPACKED | Y
HEATING COIL | HEATING COIL | TEMP | TEMP-CTRL | FABGEN | FABRICATION/INSTALLATION RELATED | RESET | RESET/RESTARTED | Y
HEATING COIL | HEATING COIL | TEMP | TEMP-CTRL | FABGEN | FABRICATION/INSTALLATION RELATED | REWIRE | REWIRED | N
HEATING COIL | HEATING COIL | TEMP | TEMP-CTRL | FABGEN | FABRICATION/INSTALLATION RELATED | RPL | REPLACED | N
HEATING COIL | HEATING COIL | TEMP | TEMP-CTRL | IMPMAT | IMPROPER MATERIAL | MOD | MODIFIED | Y
HEATING COIL | HEATING COIL | TEMP | TEMP-CTRL | IMPMAT | IMPROPER MATERIAL | CLEAN | CLEANED | Y
HEATING COIL | HEATING COIL | TEMP | TEMP-CTRL | IMPMAT | IMPROPER MATERIAL | CLOSE | SECURED/CLOSED | Y
HEATING COIL | HEATING COIL | TEMP | TEMP-CTRL | IMPMAT | IMPROPER MATERIAL | CONN | CONNECTED | Y
HEATING COIL | HEATING COIL | TEMP | TEMP-CTRL | IMPMAT | IMPROPER MATERIAL | DISCONN | DISCONNECTED | Y
HEATING COIL | HEATING COIL | TEMP | TEMP-CTRL | IMPMAT | IMPROPER MATERIAL | LUB | LUBRICATED | Y
HEATING COIL | HEATING COIL | TEMP | TEMP-CTRL | IMPMAT | IMPROPER MATERIAL | NOF | NO FAULT FOUND | Y
HEATING COIL | HEATING COIL | TEMP | TEMP-CTRL | IMPMAT | IMPROPER MATERIAL | OTHER-R | OTHER REMEDY | Y
HEATING COIL | HEATING COIL | TEMP | TEMP-CTRL | IMPMAT | IMPROPER MATERIAL | OVH | OVERHAULED/REBUILT/REFURBISHED | Y
HEATING COIL | HEATING COIL | TEMP | TEMP-CTRL | IMPMAT | IMPROPER MATERIAL | PAINT | PAINTED | Y
HEATING COIL | HEATING COIL | TEMP | TEMP-CTRL | IMPMAT | IMPROPER MATERIAL | PATCH | PATCHED/PAVED | Y
HEATING COIL | HEATING COIL | TEMP | TEMP-CTRL | IMPMAT | IMPROPER MATERIAL | PUMP | PUMPED OUT/EMPTIED | Y
HEATING COIL | HEATING COIL | TEMP | TEMP-CTRL | IMPMAT | IMPROPER MATERIAL | REFILL | REFILLED | Y
HEATING COIL | HEATING COIL | TEMP | TEMP-CTRL | IMPMAT | IMPROPER MATERIAL | REINS | REINSTALLED | Y
HEATING COIL | HEATING COIL | TEMP | TEMP-CTRL | IMPMAT | IMPROPER MATERIAL | REMOVE | REMOVED | Y
HEATING COIL | HEATING COIL | TEMP | TEMP-CTRL | IMPMAT | IMPROPER MATERIAL | REP | REPAIRED/RESTORED/ADJUSTED | Y
HEATING COIL | HEATING COIL | TEMP | TEMP-CTRL | IMPMAT | IMPROPER MATERIAL | RESEAL | RESEALED/REPACKED | Y
HEATING COIL | HEATING COIL | TEMP | TEMP-CTRL | IMPMAT | IMPROPER MATERIAL | RESET | RESET/RESTARTED | Y
HEATING COIL | HEATING COIL | TEMP | TEMP-CTRL | IMPMAT | IMPROPER MATERIAL | REWIRE | REWIRED | Y
HEATING COIL | HEATING COIL | TEMP | TEMP-CTRL | IMPMAT | IMPROPER MATERIAL | RPL | REPLACED | Y
HEATING COIL | HEATING COIL | TEMP | TEMP-CTRL | LEAK | LEAK | MOD | MODIFIED | Y
HEATING COIL | HEATING COIL | TEMP | TEMP-CTRL | LEAK | LEAK | CLEAN | CLEANED | Y
HEATING COIL | HEATING COIL | TEMP | TEMP-CTRL | LEAK | LEAK | CLOSE | SECURED/CLOSED | Y
HEATING COIL | HEATING COIL | TEMP | TEMP-CTRL | LEAK | LEAK | CONN | CONNECTED | Y
HEATING COIL | HEATING COIL | TEMP | TEMP-CTRL | LEAK | LEAK | DISCONN | DISCONNECTED | Y
HEATING COIL | HEATING COIL | TEMP | TEMP-CTRL | LEAK | LEAK | LUB | LUBRICATED | Y
HEATING COIL | HEATING COIL | TEMP | TEMP-CTRL | LEAK | LEAK | NOF | NO FAULT FOUND | Y
HEATING COIL | HEATING COIL | TEMP | TEMP-CTRL | LEAK | LEAK | OTHER-R | OTHER REMEDY | Y
HEATING COIL | HEATING COIL | TEMP | TEMP-CTRL | LEAK | LEAK | OVH | OVERHAULED/REBUILT/REFURBISHED | Y
HEATING COIL | HEATING COIL | TEMP | TEMP-CTRL | LEAK | LEAK | PAINT | PAINTED | Y
HEATING COIL | HEATING COIL | TEMP | TEMP-CTRL | LEAK | LEAK | PATCH | PATCHED/PAVED | Y
HEATING COIL | HEATING COIL | TEMP | TEMP-CTRL | LEAK | LEAK | PUMP | PUMPED OUT/EMPTIED | Y
HEATING COIL | HEATING COIL | TEMP | TEMP-CTRL | LEAK | LEAK | REFILL | REFILLED | Y
HEATING COIL | HEATING COIL | TEMP | TEMP-CTRL | LEAK | LEAK | REINS | REINSTALLED | Y
HEATING COIL | HEATING COIL | TEMP | TEMP-CTRL | LEAK | LEAK | REMOVE | REMOVED | Y
HEATING COIL | HEATING COIL | TEMP | TEMP-CTRL | LEAK | LEAK | REP | REPAIRED/RESTORED/ADJUSTED | Y
HEATING COIL | HEATING COIL | TEMP | TEMP-CTRL | LEAK | LEAK | RESEAL | RESEALED/REPACKED | Y
HEATING COIL | HEATING COIL | TEMP | TEMP-CTRL | LEAK | LEAK | RESET | RESET/RESTARTED | Y
HEATING COIL | HEATING COIL | TEMP | TEMP-CTRL | LEAK | LEAK | REWIRE | REWIRED | Y
HEATING COIL | HEATING COIL | TEMP | TEMP-CTRL | LEAK | LEAK | RPL | REPLACED | Y
HEATING COIL | HEATING COIL | TEMP | TEMP-CTRL | LOOSE | LOOSE/MISALIGNED | MOD | MODIFIED | N
HEATING COIL | HEATING COIL | TEMP | TEMP-CTRL | LOOSE | LOOSE/MISALIGNED | CLEAN | CLEANED | N
HEATING COIL | HEATING COIL | TEMP | TEMP-CTRL | LOOSE | LOOSE/MISALIGNED | CLOSE | SECURED/CLOSED | N
HEATING COIL | HEATING COIL | TEMP | TEMP-CTRL | LOOSE | LOOSE/MISALIGNED | CONN | CONNECTED | N
HEATING COIL | HEATING COIL | TEMP | TEMP-CTRL | LOOSE | LOOSE/MISALIGNED | DISCONN | DISCONNECTED | N
HEATING COIL | HEATING COIL | TEMP | TEMP-CTRL | LOOSE | LOOSE/MISALIGNED | LUB | LUBRICATED | Y
HEATING COIL | HEATING COIL | TEMP | TEMP-CTRL | LOOSE | LOOSE/MISALIGNED | NOF | NO FAULT FOUND | N
HEATING COIL | HEATING COIL | TEMP | TEMP-CTRL | LOOSE | LOOSE/MISALIGNED | OTHER-R | OTHER REMEDY | N
HEATING COIL | HEATING COIL | TEMP | TEMP-CTRL | LOOSE | LOOSE/MISALIGNED | OVH | OVERHAULED/REBUILT/REFURBISHED | N
HEATING COIL | HEATING COIL | TEMP | TEMP-CTRL | LOOSE | LOOSE/MISALIGNED | PAINT | PAINTED | Y
HEATING COIL | HEATING COIL | TEMP | TEMP-CTRL | LOOSE | LOOSE/MISALIGNED | PATCH | PATCHED/PAVED | Y
HEATING COIL | HEATING COIL | TEMP | TEMP-CTRL | LOOSE | LOOSE/MISALIGNED | PUMP | PUMPED OUT/EMPTIED | Y
HEATING COIL | HEATING COIL | TEMP | TEMP-CTRL | LOOSE | LOOSE/MISALIGNED | REFILL | REFILLED | Y
HEATING COIL | HEATING COIL | TEMP | TEMP-CTRL | LOOSE | LOOSE/MISALIGNED | REINS | REINSTALLED | N
HEATING COIL | HEATING COIL | TEMP | TEMP-CTRL | LOOSE | LOOSE/MISALIGNED | REMOVE | REMOVED | N
HEATING COIL | HEATING COIL | TEMP | TEMP-CTRL | LOOSE | LOOSE/MISALIGNED | REP | REPAIRED/RESTORED/ADJUSTED | N
HEATING COIL | HEATING COIL | TEMP | TEMP-CTRL | LOOSE | LOOSE/MISALIGNED | RESEAL | RESEALED/REPACKED | Y
HEATING COIL | HEATING COIL | TEMP | TEMP-CTRL | LOOSE | LOOSE/MISALIGNED | RESET | RESET/RESTARTED | Y
HEATING COIL | HEATING COIL | TEMP | TEMP-CTRL | LOOSE | LOOSE/MISALIGNED | REWIRE | REWIRED | N
HEATING COIL | HEATING COIL | TEMP | TEMP-CTRL | LOOSE | LOOSE/MISALIGNED | RPL | REPLACED | N
HEATING COIL | HEATING COIL | TEMP | TEMP-CTRL | NOCAUSE | NO CAUSE FOUND | MOD | MODIFIED | N
HEATING COIL | HEATING COIL | TEMP | TEMP-CTRL | NOCAUSE | NO CAUSE FOUND | CLEAN | CLEANED | N
HEATING COIL | HEATING COIL | TEMP | TEMP-CTRL | NOCAUSE | NO CAUSE FOUND | CLOSE | SECURED/CLOSED | N
HEATING COIL | HEATING COIL | TEMP | TEMP-CTRL | NOCAUSE | NO CAUSE FOUND | CONN | CONNECTED | N
HEATING COIL | HEATING COIL | TEMP | TEMP-CTRL | NOCAUSE | NO CAUSE FOUND | DISCONN | DISCONNECTED | N
HEATING COIL | HEATING COIL | TEMP | TEMP-CTRL | NOCAUSE | NO CAUSE FOUND | LUB | LUBRICATED | Y
HEATING COIL | HEATING COIL | TEMP | TEMP-CTRL | NOCAUSE | NO CAUSE FOUND | NOF | NO FAULT FOUND | N
HEATING COIL | HEATING COIL | TEMP | TEMP-CTRL | NOCAUSE | NO CAUSE FOUND | OTHER-R | OTHER REMEDY | N
HEATING COIL | HEATING COIL | TEMP | TEMP-CTRL | NOCAUSE | NO CAUSE FOUND | OVH | OVERHAULED/REBUILT/REFURBISHED | N
HEATING COIL | HEATING COIL | TEMP | TEMP-CTRL | NOCAUSE | NO CAUSE FOUND | PAINT | PAINTED | Y
HEATING COIL | HEATING COIL | TEMP | TEMP-CTRL | NOCAUSE | NO CAUSE FOUND | PATCH | PATCHED/PAVED | Y
HEATING COIL | HEATING COIL | TEMP | TEMP-CTRL | NOCAUSE | NO CAUSE FOUND | PUMP | PUMPED OUT/EMPTIED | Y
HEATING COIL | HEATING COIL | TEMP | TEMP-CTRL | NOCAUSE | NO CAUSE FOUND | REFILL | REFILLED | Y
HEATING COIL | HEATING COIL | TEMP | TEMP-CTRL | NOCAUSE | NO CAUSE FOUND | REINS | REINSTALLED | N
HEATING COIL | HEATING COIL | TEMP | TEMP-CTRL | NOCAUSE | NO CAUSE FOUND | REMOVE | REMOVED | N
HEATING COIL | HEATING COIL | TEMP | TEMP-CTRL | NOCAUSE | NO CAUSE FOUND | REP | REPAIRED/RESTORED/ADJUSTED | N
HEATING COIL | HEATING COIL | TEMP | TEMP-CTRL | NOCAUSE | NO CAUSE FOUND | RESEAL | RESEALED/REPACKED | Y
HEATING COIL | HEATING COIL | TEMP | TEMP-CTRL | NOCAUSE | NO CAUSE FOUND | RESET | RESET/RESTARTED | Y
HEATING COIL | HEATING COIL | TEMP | TEMP-CTRL | NOCAUSE | NO CAUSE FOUND | REWIRE | REWIRED | N
HEATING COIL | HEATING COIL | TEMP | TEMP-CTRL | NOCAUSE | NO CAUSE FOUND | RPL | REPLACED | N
HEATING COIL | HEATING COIL | TEMP | TEMP-CTRL | OBSTR | JAMMED/OBSTRUCTED | MOD | MODIFIED | Y
HEATING COIL | HEATING COIL | TEMP | TEMP-CTRL | OBSTR | JAMMED/OBSTRUCTED | CLEAN | CLEANED | Y
HEATING COIL | HEATING COIL | TEMP | TEMP-CTRL | OBSTR | JAMMED/OBSTRUCTED | CLOSE | SECURED/CLOSED | Y
HEATING COIL | HEATING COIL | TEMP | TEMP-CTRL | OBSTR | JAMMED/OBSTRUCTED | CONN | CONNECTED | Y
HEATING COIL | HEATING COIL | TEMP | TEMP-CTRL | OBSTR | JAMMED/OBSTRUCTED | DISCONN | DISCONNECTED | Y
HEATING COIL | HEATING COIL | TEMP | TEMP-CTRL | OBSTR | JAMMED/OBSTRUCTED | LUB | LUBRICATED | Y
HEATING COIL | HEATING COIL | TEMP | TEMP-CTRL | OBSTR | JAMMED/OBSTRUCTED | NOF | NO FAULT FOUND | Y
HEATING COIL | HEATING COIL | TEMP | TEMP-CTRL | OBSTR | JAMMED/OBSTRUCTED | OTHER-R | OTHER REMEDY | Y
HEATING COIL | HEATING COIL | TEMP | TEMP-CTRL | OBSTR | JAMMED/OBSTRUCTED | OVH | OVERHAULED/REBUILT/REFURBISHED | Y
HEATING COIL | HEATING COIL | TEMP | TEMP-CTRL | OBSTR | JAMMED/OBSTRUCTED | PAINT | PAINTED | Y
HEATING COIL | HEATING COIL | TEMP | TEMP-CTRL | OBSTR | JAMMED/OBSTRUCTED | PATCH | PATCHED/PAVED | Y
HEATING COIL | HEATING COIL | TEMP | TEMP-CTRL | OBSTR | JAMMED/OBSTRUCTED | PUMP | PUMPED OUT/EMPTIED | Y
HEATING COIL | HEATING COIL | TEMP | TEMP-CTRL | OBSTR | JAMMED/OBSTRUCTED | REFILL | REFILLED | Y
HEATING COIL | HEATING COIL | TEMP | TEMP-CTRL | OBSTR | JAMMED/OBSTRUCTED | REINS | REINSTALLED | Y
HEATING COIL | HEATING COIL | TEMP | TEMP-CTRL | OBSTR | JAMMED/OBSTRUCTED | REMOVE | REMOVED | Y
HEATING COIL | HEATING COIL | TEMP | TEMP-CTRL | OBSTR | JAMMED/OBSTRUCTED | REP | REPAIRED/RESTORED/ADJUSTED | Y
HEATING COIL | HEATING COIL | TEMP | TEMP-CTRL | OBSTR | JAMMED/OBSTRUCTED | RESEAL | RESEALED/REPACKED | Y
HEATING COIL | HEATING COIL | TEMP | TEMP-CTRL | OBSTR | JAMMED/OBSTRUCTED | RESET | RESET/RESTARTED | Y
HEATING COIL | HEATING COIL | TEMP | TEMP-CTRL | OBSTR | JAMMED/OBSTRUCTED | REWIRE | REWIRED | Y
HEATING COIL | HEATING COIL | TEMP | TEMP-CTRL | OBSTR | JAMMED/OBSTRUCTED | RPL | REPLACED | Y
HEATING COIL | HEATING COIL | TEMP | TEMP-CTRL | OPSERRMTCERR | OPERATIONS/MAINTENANCE RELATED | MOD | MODIFIED | N
HEATING COIL | HEATING COIL | TEMP | TEMP-CTRL | OPSERRMTCERR | OPERATIONS/MAINTENANCE RELATED | CLEAN | CLEANED | N
HEATING COIL | HEATING COIL | TEMP | TEMP-CTRL | OPSERRMTCERR | OPERATIONS/MAINTENANCE RELATED | CLOSE | SECURED/CLOSED | N
HEATING COIL | HEATING COIL | TEMP | TEMP-CTRL | OPSERRMTCERR | OPERATIONS/MAINTENANCE RELATED | CONN | CONNECTED | N
HEATING COIL | HEATING COIL | TEMP | TEMP-CTRL | OPSERRMTCERR | OPERATIONS/MAINTENANCE RELATED | DISCONN | DISCONNECTED | N
HEATING COIL | HEATING COIL | TEMP | TEMP-CTRL | OPSERRMTCERR | OPERATIONS/MAINTENANCE RELATED | LUB | LUBRICATED | Y
HEATING COIL | HEATING COIL | TEMP | TEMP-CTRL | OPSERRMTCERR | OPERATIONS/MAINTENANCE RELATED | NOF | NO FAULT FOUND | N
HEATING COIL | HEATING COIL | TEMP | TEMP-CTRL | OPSERRMTCERR | OPERATIONS/MAINTENANCE RELATED | OTHER-R | OTHER REMEDY | N
HEATING COIL | HEATING COIL | TEMP | TEMP-CTRL | OPSERRMTCERR | OPERATIONS/MAINTENANCE RELATED | OVH | OVERHAULED/REBUILT/REFURBISHED | N
HEATING COIL | HEATING COIL | TEMP | TEMP-CTRL | OPSERRMTCERR | OPERATIONS/MAINTENANCE RELATED | PAINT | PAINTED | Y
HEATING COIL | HEATING COIL | TEMP | TEMP-CTRL | OPSERRMTCERR | OPERATIONS/MAINTENANCE RELATED | PATCH | PATCHED/PAVED | Y
HEATING COIL | HEATING COIL | TEMP | TEMP-CTRL | OPSERRMTCERR | OPERATIONS/MAINTENANCE RELATED | PUMP | PUMPED OUT/EMPTIED | Y
HEATING COIL | HEATING COIL | TEMP | TEMP-CTRL | OPSERRMTCERR | OPERATIONS/MAINTENANCE RELATED | REFILL | REFILLED | Y
HEATING COIL | HEATING COIL | TEMP | TEMP-CTRL | OPSERRMTCERR | OPERATIONS/MAINTENANCE RELATED | REINS | REINSTALLED | N
HEATING COIL | HEATING COIL | TEMP | TEMP-CTRL | OPSERRMTCERR | OPERATIONS/MAINTENANCE RELATED | REMOVE | REMOVED | N
HEATING COIL | HEATING COIL | TEMP | TEMP-CTRL | OPSERRMTCERR | OPERATIONS/MAINTENANCE RELATED | REP | REPAIRED/RESTORED/ADJUSTED | N
HEATING COIL | HEATING COIL | TEMP | TEMP-CTRL | OPSERRMTCERR | OPERATIONS/MAINTENANCE RELATED | RESEAL | RESEALED/REPACKED | Y
HEATING COIL | HEATING COIL | TEMP | TEMP-CTRL | OPSERRMTCERR | OPERATIONS/MAINTENANCE RELATED | RESET | RESET/RESTARTED | Y
HEATING COIL | HEATING COIL | TEMP | TEMP-CTRL | OPSERRMTCERR | OPERATIONS/MAINTENANCE RELATED | REWIRE | REWIRED | N
HEATING COIL | HEATING COIL | TEMP | TEMP-CTRL | OPSERRMTCERR | OPERATIONS/MAINTENANCE RELATED | RPL | REPLACED | N
HEATING COIL | HEATING COIL | TEMP | TEMP-CTRL | OTHER-C | OTHER CAUSE | MOD | MODIFIED | N
HEATING COIL | HEATING COIL | TEMP | TEMP-CTRL | OTHER-C | OTHER CAUSE | CLEAN | CLEANED | N
HEATING COIL | HEATING COIL | TEMP | TEMP-CTRL | OTHER-C | OTHER CAUSE | CLOSE | SECURED/CLOSED | N
HEATING COIL | HEATING COIL | TEMP | TEMP-CTRL | OTHER-C | OTHER CAUSE | CONN | CONNECTED | N
HEATING COIL | HEATING COIL | TEMP | TEMP-CTRL | OTHER-C | OTHER CAUSE | DISCONN | DISCONNECTED | N
HEATING COIL | HEATING COIL | TEMP | TEMP-CTRL | OTHER-C | OTHER CAUSE | LUB | LUBRICATED | Y
HEATING COIL | HEATING COIL | TEMP | TEMP-CTRL | OTHER-C | OTHER CAUSE | NOF | NO FAULT FOUND | N
HEATING COIL | HEATING COIL | TEMP | TEMP-CTRL | OTHER-C | OTHER CAUSE | OTHER-R | OTHER REMEDY | N
HEATING COIL | HEATING COIL | TEMP | TEMP-CTRL | OTHER-C | OTHER CAUSE | OVH | OVERHAULED/REBUILT/REFURBISHED | N
HEATING COIL | HEATING COIL | TEMP | TEMP-CTRL | OTHER-C | OTHER CAUSE | PAINT | PAINTED | Y
HEATING COIL | HEATING COIL | TEMP | TEMP-CTRL | OTHER-C | OTHER CAUSE | PATCH | PATCHED/PAVED | Y
HEATING COIL | HEATING COIL | TEMP | TEMP-CTRL | OTHER-C | OTHER CAUSE | PUMP | PUMPED OUT/EMPTIED | Y
HEATING COIL | HEATING COIL | TEMP | TEMP-CTRL | OTHER-C | OTHER CAUSE | REFILL | REFILLED | Y
HEATING COIL | HEATING COIL | TEMP | TEMP-CTRL | OTHER-C | OTHER CAUSE | REINS | REINSTALLED | N
HEATING COIL | HEATING COIL | TEMP | TEMP-CTRL | OTHER-C | OTHER CAUSE | REMOVE | REMOVED | N
HEATING COIL | HEATING COIL | TEMP | TEMP-CTRL | OTHER-C | OTHER CAUSE | REP | REPAIRED/RESTORED/ADJUSTED | N
HEATING COIL | HEATING COIL | TEMP | TEMP-CTRL | OTHER-C | OTHER CAUSE | RESEAL | RESEALED/REPACKED | Y
HEATING COIL | HEATING COIL | TEMP | TEMP-CTRL | OTHER-C | OTHER CAUSE | RESET | RESET/RESTARTED | Y
HEATING COIL | HEATING COIL | TEMP | TEMP-CTRL | OTHER-C | OTHER CAUSE | REWIRE | REWIRED | N
HEATING COIL | HEATING COIL | TEMP | TEMP-CTRL | OTHER-C | OTHER CAUSE | RPL | REPLACED | N
HEATING COIL | HEATING COIL | TEMP | TEMP-CTRL | POWERSUP | POWER SUPPLY | MOD | MODIFIED | N
HEATING COIL | HEATING COIL | TEMP | TEMP-CTRL | POWERSUP | POWER SUPPLY | CLEAN | CLEANED | N
HEATING COIL | HEATING COIL | TEMP | TEMP-CTRL | POWERSUP | POWER SUPPLY | CLOSE | SECURED/CLOSED | N
HEATING COIL | HEATING COIL | TEMP | TEMP-CTRL | POWERSUP | POWER SUPPLY | CONN | CONNECTED | N
HEATING COIL | HEATING COIL | TEMP | TEMP-CTRL | POWERSUP | POWER SUPPLY | DISCONN | DISCONNECTED | N
HEATING COIL | HEATING COIL | TEMP | TEMP-CTRL | POWERSUP | POWER SUPPLY | LUB | LUBRICATED | Y
HEATING COIL | HEATING COIL | TEMP | TEMP-CTRL | POWERSUP | POWER SUPPLY | NOF | NO FAULT FOUND | N
HEATING COIL | HEATING COIL | TEMP | TEMP-CTRL | POWERSUP | POWER SUPPLY | OTHER-R | OTHER REMEDY | N
HEATING COIL | HEATING COIL | TEMP | TEMP-CTRL | POWERSUP | POWER SUPPLY | OVH | OVERHAULED/REBUILT/REFURBISHED | N
HEATING COIL | HEATING COIL | TEMP | TEMP-CTRL | POWERSUP | POWER SUPPLY | PAINT | PAINTED | Y
HEATING COIL | HEATING COIL | TEMP | TEMP-CTRL | POWERSUP | POWER SUPPLY | PATCH | PATCHED/PAVED | Y
HEATING COIL | HEATING COIL | TEMP | TEMP-CTRL | POWERSUP | POWER SUPPLY | PUMP | PUMPED OUT/EMPTIED | Y
HEATING COIL | HEATING COIL | TEMP | TEMP-CTRL | POWERSUP | POWER SUPPLY | REFILL | REFILLED | Y
HEATING COIL | HEATING COIL | TEMP | TEMP-CTRL | POWERSUP | POWER SUPPLY | REINS | REINSTALLED | N
HEATING COIL | HEATING COIL | TEMP | TEMP-CTRL | POWERSUP | POWER SUPPLY | REMOVE | REMOVED | N
HEATING COIL | HEATING COIL | TEMP | TEMP-CTRL | POWERSUP | POWER SUPPLY | REP | REPAIRED/RESTORED/ADJUSTED | N
HEATING COIL | HEATING COIL | TEMP | TEMP-CTRL | POWERSUP | POWER SUPPLY | RESEAL | RESEALED/REPACKED | Y
HEATING COIL | HEATING COIL | TEMP | TEMP-CTRL | POWERSUP | POWER SUPPLY | RESET | RESET/RESTARTED | Y
HEATING COIL | HEATING COIL | TEMP | TEMP-CTRL | POWERSUP | POWER SUPPLY | REWIRE | REWIRED | N
HEATING COIL | HEATING COIL | TEMP | TEMP-CTRL | POWERSUP | POWER SUPPLY | RPL | REPLACED | N
HEATING COIL | HEATING COIL | TEMP | TEMP-CTRL | SENSOR | FAULTY SENSOR | MOD | MODIFIED | Y
HEATING COIL | HEATING COIL | TEMP | TEMP-CTRL | SENSOR | FAULTY SENSOR | CLEAN | CLEANED | Y
HEATING COIL | HEATING COIL | TEMP | TEMP-CTRL | SENSOR | FAULTY SENSOR | CLOSE | SECURED/CLOSED | Y
HEATING COIL | HEATING COIL | TEMP | TEMP-CTRL | SENSOR | FAULTY SENSOR | CONN | CONNECTED | Y
HEATING COIL | HEATING COIL | TEMP | TEMP-CTRL | SENSOR | FAULTY SENSOR | DISCONN | DISCONNECTED | Y
HEATING COIL | HEATING COIL | TEMP | TEMP-CTRL | SENSOR | FAULTY SENSOR | LUB | LUBRICATED | Y
HEATING COIL | HEATING COIL | TEMP | TEMP-CTRL | SENSOR | FAULTY SENSOR | NOF | NO FAULT FOUND | Y
HEATING COIL | HEATING COIL | TEMP | TEMP-CTRL | SENSOR | FAULTY SENSOR | OTHER-R | OTHER REMEDY | Y
HEATING COIL | HEATING COIL | TEMP | TEMP-CTRL | SENSOR | FAULTY SENSOR | OVH | OVERHAULED/REBUILT/REFURBISHED | Y
HEATING COIL | HEATING COIL | TEMP | TEMP-CTRL | SENSOR | FAULTY SENSOR | PAINT | PAINTED | Y
HEATING COIL | HEATING COIL | TEMP | TEMP-CTRL | SENSOR | FAULTY SENSOR | PATCH | PATCHED/PAVED | Y
HEATING COIL | HEATING COIL | TEMP | TEMP-CTRL | SENSOR | FAULTY SENSOR | PUMP | PUMPED OUT/EMPTIED | Y
HEATING COIL | HEATING COIL | TEMP | TEMP-CTRL | SENSOR | FAULTY SENSOR | REFILL | REFILLED | Y
HEATING COIL | HEATING COIL | TEMP | TEMP-CTRL | SENSOR | FAULTY SENSOR | REINS | REINSTALLED | Y
HEATING COIL | HEATING COIL | TEMP | TEMP-CTRL | SENSOR | FAULTY SENSOR | REMOVE | REMOVED | Y
HEATING COIL | HEATING COIL | TEMP | TEMP-CTRL | SENSOR | FAULTY SENSOR | REP | REPAIRED/RESTORED/ADJUSTED | Y
HEATING COIL | HEATING COIL | TEMP | TEMP-CTRL | SENSOR | FAULTY SENSOR | RESEAL | RESEALED/REPACKED | Y
HEATING COIL | HEATING COIL | TEMP | TEMP-CTRL | SENSOR | FAULTY SENSOR | RESET | RESET/RESTARTED | Y
HEATING COIL | HEATING COIL | TEMP | TEMP-CTRL | SENSOR | FAULTY SENSOR | REWIRE | REWIRED | Y
HEATING COIL | HEATING COIL | TEMP | TEMP-CTRL | SENSOR | FAULTY SENSOR | RPL | REPLACED | Y
HEATING COIL | HEATING COIL | VIB | VIBRATION | BREAKTRP | BREAKER TRIP | MOD | MODIFIED | N
HEATING COIL | HEATING COIL | VIB | VIBRATION | BREAKTRP | BREAKER TRIP | CLEAN | CLEANED | N
HEATING COIL | HEATING COIL | VIB | VIBRATION | BREAKTRP | BREAKER TRIP | CLOSE | SECURED/CLOSED | N
HEATING COIL | HEATING COIL | VIB | VIBRATION | BREAKTRP | BREAKER TRIP | CONN | CONNECTED | N
HEATING COIL | HEATING COIL | VIB | VIBRATION | BREAKTRP | BREAKER TRIP | DISCONN | DISCONNECTED | N
HEATING COIL | HEATING COIL | VIB | VIBRATION | BREAKTRP | BREAKER TRIP | LUB | LUBRICATED | Y
HEATING COIL | HEATING COIL | VIB | VIBRATION | BREAKTRP | BREAKER TRIP | NOF | NO FAULT FOUND | N
HEATING COIL | HEATING COIL | VIB | VIBRATION | BREAKTRP | BREAKER TRIP | OTHER-R | OTHER REMEDY | N
HEATING COIL | HEATING COIL | VIB | VIBRATION | BREAKTRP | BREAKER TRIP | OVH | OVERHAULED/REBUILT/REFURBISHED | N
HEATING COIL | HEATING COIL | VIB | VIBRATION | BREAKTRP | BREAKER TRIP | PAINT | PAINTED | Y
HEATING COIL | HEATING COIL | VIB | VIBRATION | BREAKTRP | BREAKER TRIP | PATCH | PATCHED/PAVED | Y
HEATING COIL | HEATING COIL | VIB | VIBRATION | BREAKTRP | BREAKER TRIP | PUMP | PUMPED OUT/EMPTIED | Y
HEATING COIL | HEATING COIL | VIB | VIBRATION | BREAKTRP | BREAKER TRIP | REFILL | REFILLED | Y
HEATING COIL | HEATING COIL | VIB | VIBRATION | BREAKTRP | BREAKER TRIP | REINS | REINSTALLED | N
HEATING COIL | HEATING COIL | VIB | VIBRATION | BREAKTRP | BREAKER TRIP | REMOVE | REMOVED | N
HEATING COIL | HEATING COIL | VIB | VIBRATION | BREAKTRP | BREAKER TRIP | REP | REPAIRED/RESTORED/ADJUSTED | N
HEATING COIL | HEATING COIL | VIB | VIBRATION | BREAKTRP | BREAKER TRIP | RESEAL | RESEALED/REPACKED | Y
HEATING COIL | HEATING COIL | VIB | VIBRATION | BREAKTRP | BREAKER TRIP | RESET | RESET/RESTARTED | Y
HEATING COIL | HEATING COIL | VIB | VIBRATION | BREAKTRP | BREAKER TRIP | REWIRE | REWIRED | N
HEATING COIL | HEATING COIL | VIB | VIBRATION | BREAKTRP | BREAKER TRIP | RPL | REPLACED | N
HEATING COIL | HEATING COIL | VIB | VIBRATION | CORROSION | RUST/CORROSION | MOD | MODIFIED | N
HEATING COIL | HEATING COIL | VIB | VIBRATION | CORROSION | RUST/CORROSION | CLEAN | CLEANED | N
HEATING COIL | HEATING COIL | VIB | VIBRATION | CORROSION | RUST/CORROSION | CLOSE | SECURED/CLOSED | N
HEATING COIL | HEATING COIL | VIB | VIBRATION | CORROSION | RUST/CORROSION | CONN | CONNECTED | N
HEATING COIL | HEATING COIL | VIB | VIBRATION | CORROSION | RUST/CORROSION | DISCONN | DISCONNECTED | N
HEATING COIL | HEATING COIL | VIB | VIBRATION | CORROSION | RUST/CORROSION | LUB | LUBRICATED | Y
HEATING COIL | HEATING COIL | VIB | VIBRATION | CORROSION | RUST/CORROSION | NOF | NO FAULT FOUND | N
HEATING COIL | HEATING COIL | VIB | VIBRATION | CORROSION | RUST/CORROSION | OTHER-R | OTHER REMEDY | N
HEATING COIL | HEATING COIL | VIB | VIBRATION | CORROSION | RUST/CORROSION | OVH | OVERHAULED/REBUILT/REFURBISHED | N
HEATING COIL | HEATING COIL | VIB | VIBRATION | CORROSION | RUST/CORROSION | PAINT | PAINTED | Y
HEATING COIL | HEATING COIL | VIB | VIBRATION | CORROSION | RUST/CORROSION | PATCH | PATCHED/PAVED | Y
HEATING COIL | HEATING COIL | VIB | VIBRATION | CORROSION | RUST/CORROSION | PUMP | PUMPED OUT/EMPTIED | Y
HEATING COIL | HEATING COIL | VIB | VIBRATION | CORROSION | RUST/CORROSION | REFILL | REFILLED | Y
HEATING COIL | HEATING COIL | VIB | VIBRATION | CORROSION | RUST/CORROSION | REINS | REINSTALLED | N
HEATING COIL | HEATING COIL | VIB | VIBRATION | CORROSION | RUST/CORROSION | REMOVE | REMOVED | N
HEATING COIL | HEATING COIL | VIB | VIBRATION | CORROSION | RUST/CORROSION | REP | REPAIRED/RESTORED/ADJUSTED | N
HEATING COIL | HEATING COIL | VIB | VIBRATION | CORROSION | RUST/CORROSION | RESEAL | RESEALED/REPACKED | Y
HEATING COIL | HEATING COIL | VIB | VIBRATION | CORROSION | RUST/CORROSION | RESET | RESET/RESTARTED | Y
HEATING COIL | HEATING COIL | VIB | VIBRATION | CORROSION | RUST/CORROSION | REWIRE | REWIRED | N
HEATING COIL | HEATING COIL | VIB | VIBRATION | CORROSION | RUST/CORROSION | RPL | REPLACED | N
HEATING COIL | HEATING COIL | VIB | VIBRATION | DAMAGE | DAMAGED/BROKEN | MOD | MODIFIED | N
HEATING COIL | HEATING COIL | VIB | VIBRATION | DAMAGE | DAMAGED/BROKEN | CLEAN | CLEANED | N
HEATING COIL | HEATING COIL | VIB | VIBRATION | DAMAGE | DAMAGED/BROKEN | CLOSE | SECURED/CLOSED | N
HEATING COIL | HEATING COIL | VIB | VIBRATION | DAMAGE | DAMAGED/BROKEN | CONN | CONNECTED | N
HEATING COIL | HEATING COIL | VIB | VIBRATION | DAMAGE | DAMAGED/BROKEN | DISCONN | DISCONNECTED | N
HEATING COIL | HEATING COIL | VIB | VIBRATION | DAMAGE | DAMAGED/BROKEN | LUB | LUBRICATED | Y
HEATING COIL | HEATING COIL | VIB | VIBRATION | DAMAGE | DAMAGED/BROKEN | NOF | NO FAULT FOUND | N
HEATING COIL | HEATING COIL | VIB | VIBRATION | DAMAGE | DAMAGED/BROKEN | OTHER-R | OTHER REMEDY | N
HEATING COIL | HEATING COIL | VIB | VIBRATION | DAMAGE | DAMAGED/BROKEN | OVH | OVERHAULED/REBUILT/REFURBISHED | N
HEATING COIL | HEATING COIL | VIB | VIBRATION | DAMAGE | DAMAGED/BROKEN | PAINT | PAINTED | Y
HEATING COIL | HEATING COIL | VIB | VIBRATION | DAMAGE | DAMAGED/BROKEN | PATCH | PATCHED/PAVED | Y
HEATING COIL | HEATING COIL | VIB | VIBRATION | DAMAGE | DAMAGED/BROKEN | PUMP | PUMPED OUT/EMPTIED | Y
HEATING COIL | HEATING COIL | VIB | VIBRATION | DAMAGE | DAMAGED/BROKEN | REFILL | REFILLED | Y
HEATING COIL | HEATING COIL | VIB | VIBRATION | DAMAGE | DAMAGED/BROKEN | REINS | REINSTALLED | N
HEATING COIL | HEATING COIL | VIB | VIBRATION | DAMAGE | DAMAGED/BROKEN | REMOVE | REMOVED | N
HEATING COIL | HEATING COIL | VIB | VIBRATION | DAMAGE | DAMAGED/BROKEN | REP | REPAIRED/RESTORED/ADJUSTED | N
HEATING COIL | HEATING COIL | VIB | VIBRATION | DAMAGE | DAMAGED/BROKEN | RESEAL | RESEALED/REPACKED | Y
HEATING COIL | HEATING COIL | VIB | VIBRATION | DAMAGE | DAMAGED/BROKEN | RESET | RESET/RESTARTED | Y
HEATING COIL | HEATING COIL | VIB | VIBRATION | DAMAGE | DAMAGED/BROKEN | REWIRE | REWIRED | N
HEATING COIL | HEATING COIL | VIB | VIBRATION | DAMAGE | DAMAGED/BROKEN | RPL | REPLACED | N
HEATING COIL | HEATING COIL | VIB | VIBRATION | DESGEN | DESIGN RELATED | MOD | MODIFIED | N
HEATING COIL | HEATING COIL | VIB | VIBRATION | DESGEN | DESIGN RELATED | CLEAN | CLEANED | N
HEATING COIL | HEATING COIL | VIB | VIBRATION | DESGEN | DESIGN RELATED | CLOSE | SECURED/CLOSED | N
HEATING COIL | HEATING COIL | VIB | VIBRATION | DESGEN | DESIGN RELATED | CONN | CONNECTED | N
HEATING COIL | HEATING COIL | VIB | VIBRATION | DESGEN | DESIGN RELATED | DISCONN | DISCONNECTED | N
HEATING COIL | HEATING COIL | VIB | VIBRATION | DESGEN | DESIGN RELATED | LUB | LUBRICATED | Y
HEATING COIL | HEATING COIL | VIB | VIBRATION | DESGEN | DESIGN RELATED | NOF | NO FAULT FOUND | N
HEATING COIL | HEATING COIL | VIB | VIBRATION | DESGEN | DESIGN RELATED | OTHER-R | OTHER REMEDY | N
HEATING COIL | HEATING COIL | VIB | VIBRATION | DESGEN | DESIGN RELATED | OVH | OVERHAULED/REBUILT/REFURBISHED | N
HEATING COIL | HEATING COIL | VIB | VIBRATION | DESGEN | DESIGN RELATED | PAINT | PAINTED | Y
HEATING COIL | HEATING COIL | VIB | VIBRATION | DESGEN | DESIGN RELATED | PATCH | PATCHED/PAVED | Y
HEATING COIL | HEATING COIL | VIB | VIBRATION | DESGEN | DESIGN RELATED | PUMP | PUMPED OUT/EMPTIED | Y
HEATING COIL | HEATING COIL | VIB | VIBRATION | DESGEN | DESIGN RELATED | REFILL | REFILLED | Y
HEATING COIL | HEATING COIL | VIB | VIBRATION | DESGEN | DESIGN RELATED | REINS | REINSTALLED | N
HEATING COIL | HEATING COIL | VIB | VIBRATION | DESGEN | DESIGN RELATED | REMOVE | REMOVED | N
HEATING COIL | HEATING COIL | VIB | VIBRATION | DESGEN | DESIGN RELATED | REP | REPAIRED/RESTORED/ADJUSTED | N
HEATING COIL | HEATING COIL | VIB | VIBRATION | DESGEN | DESIGN RELATED | RESEAL | RESEALED/REPACKED | Y
HEATING COIL | HEATING COIL | VIB | VIBRATION | DESGEN | DESIGN RELATED | RESET | RESET/RESTARTED | Y
HEATING COIL | HEATING COIL | VIB | VIBRATION | DESGEN | DESIGN RELATED | REWIRE | REWIRED | N
HEATING COIL | HEATING COIL | VIB | VIBRATION | DESGEN | DESIGN RELATED | RPL | REPLACED | N
HEATING COIL | HEATING COIL | VIB | VIBRATION | DIRTY | DIRTY | MOD | MODIFIED | N
HEATING COIL | HEATING COIL | VIB | VIBRATION | DIRTY | DIRTY | CLEAN | CLEANED | N
HEATING COIL | HEATING COIL | VIB | VIBRATION | DIRTY | DIRTY | CLOSE | SECURED/CLOSED | N
HEATING COIL | HEATING COIL | VIB | VIBRATION | DIRTY | DIRTY | CONN | CONNECTED | N
HEATING COIL | HEATING COIL | VIB | VIBRATION | DIRTY | DIRTY | DISCONN | DISCONNECTED | N
HEATING COIL | HEATING COIL | VIB | VIBRATION | DIRTY | DIRTY | LUB | LUBRICATED | Y
HEATING COIL | HEATING COIL | VIB | VIBRATION | DIRTY | DIRTY | NOF | NO FAULT FOUND | N
HEATING COIL | HEATING COIL | VIB | VIBRATION | DIRTY | DIRTY | OTHER-R | OTHER REMEDY | N
HEATING COIL | HEATING COIL | VIB | VIBRATION | DIRTY | DIRTY | OVH | OVERHAULED/REBUILT/REFURBISHED | N
HEATING COIL | HEATING COIL | VIB | VIBRATION | DIRTY | DIRTY | PAINT | PAINTED | Y
HEATING COIL | HEATING COIL | VIB | VIBRATION | DIRTY | DIRTY | PATCH | PATCHED/PAVED | Y
HEATING COIL | HEATING COIL | VIB | VIBRATION | DIRTY | DIRTY | PUMP | PUMPED OUT/EMPTIED | Y
HEATING COIL | HEATING COIL | VIB | VIBRATION | DIRTY | DIRTY | REFILL | REFILLED | Y
HEATING COIL | HEATING COIL | VIB | VIBRATION | DIRTY | DIRTY | REINS | REINSTALLED | N
HEATING COIL | HEATING COIL | VIB | VIBRATION | DIRTY | DIRTY | REMOVE | REMOVED | N
HEATING COIL | HEATING COIL | VIB | VIBRATION | DIRTY | DIRTY | REP | REPAIRED/RESTORED/ADJUSTED | N
HEATING COIL | HEATING COIL | VIB | VIBRATION | DIRTY | DIRTY | RESEAL | RESEALED/REPACKED | Y
HEATING COIL | HEATING COIL | VIB | VIBRATION | DIRTY | DIRTY | RESET | RESET/RESTARTED | Y
HEATING COIL | HEATING COIL | VIB | VIBRATION | DIRTY | DIRTY | REWIRE | REWIRED | N
HEATING COIL | HEATING COIL | VIB | VIBRATION | DIRTY | DIRTY | RPL | REPLACED | N
HEATING COIL | HEATING COIL | VIB | VIBRATION | EXPWT | EXPECTED WEAR AND TEAR | MOD | MODIFIED | N
HEATING COIL | HEATING COIL | VIB | VIBRATION | EXPWT | EXPECTED WEAR AND TEAR | CLEAN | CLEANED | N
HEATING COIL | HEATING COIL | VIB | VIBRATION | EXPWT | EXPECTED WEAR AND TEAR | CLOSE | SECURED/CLOSED | N
HEATING COIL | HEATING COIL | VIB | VIBRATION | EXPWT | EXPECTED WEAR AND TEAR | CONN | CONNECTED | N
HEATING COIL | HEATING COIL | VIB | VIBRATION | EXPWT | EXPECTED WEAR AND TEAR | DISCONN | DISCONNECTED | N
HEATING COIL | HEATING COIL | VIB | VIBRATION | EXPWT | EXPECTED WEAR AND TEAR | LUB | LUBRICATED | Y
HEATING COIL | HEATING COIL | VIB | VIBRATION | EXPWT | EXPECTED WEAR AND TEAR | NOF | NO FAULT FOUND | N
HEATING COIL | HEATING COIL | VIB | VIBRATION | EXPWT | EXPECTED WEAR AND TEAR | OTHER-R | OTHER REMEDY | N
HEATING COIL | HEATING COIL | VIB | VIBRATION | EXPWT | EXPECTED WEAR AND TEAR | OVH | OVERHAULED/REBUILT/REFURBISHED | N
HEATING COIL | HEATING COIL | VIB | VIBRATION | EXPWT | EXPECTED WEAR AND TEAR | PAINT | PAINTED | Y
HEATING COIL | HEATING COIL | VIB | VIBRATION | EXPWT | EXPECTED WEAR AND TEAR | PATCH | PATCHED/PAVED | Y
HEATING COIL | HEATING COIL | VIB | VIBRATION | EXPWT | EXPECTED WEAR AND TEAR | PUMP | PUMPED OUT/EMPTIED | Y
HEATING COIL | HEATING COIL | VIB | VIBRATION | EXPWT | EXPECTED WEAR AND TEAR | REFILL | REFILLED | Y
HEATING COIL | HEATING COIL | VIB | VIBRATION | EXPWT | EXPECTED WEAR AND TEAR | REINS | REINSTALLED | N
HEATING COIL | HEATING COIL | VIB | VIBRATION | EXPWT | EXPECTED WEAR AND TEAR | REMOVE | REMOVED | N
HEATING COIL | HEATING COIL | VIB | VIBRATION | EXPWT | EXPECTED WEAR AND TEAR | REP | REPAIRED/RESTORED/ADJUSTED | N
HEATING COIL | HEATING COIL | VIB | VIBRATION | EXPWT | EXPECTED WEAR AND TEAR | RESEAL | RESEALED/REPACKED | Y
HEATING COIL | HEATING COIL | VIB | VIBRATION | EXPWT | EXPECTED WEAR AND TEAR | RESET | RESET/RESTARTED | Y
HEATING COIL | HEATING COIL | VIB | VIBRATION | EXPWT | EXPECTED WEAR AND TEAR | REWIRE | REWIRED | N
HEATING COIL | HEATING COIL | VIB | VIBRATION | EXPWT | EXPECTED WEAR AND TEAR | RPL | REPLACED | N
HEATING COIL | HEATING COIL | VIB | VIBRATION | FABGEN | FABRICATION/INSTALLATION RELATED | MOD | MODIFIED | N
HEATING COIL | HEATING COIL | VIB | VIBRATION | FABGEN | FABRICATION/INSTALLATION RELATED | CLEAN | CLEANED | N
HEATING COIL | HEATING COIL | VIB | VIBRATION | FABGEN | FABRICATION/INSTALLATION RELATED | CLOSE | SECURED/CLOSED | N
HEATING COIL | HEATING COIL | VIB | VIBRATION | FABGEN | FABRICATION/INSTALLATION RELATED | CONN | CONNECTED | N
HEATING COIL | HEATING COIL | VIB | VIBRATION | FABGEN | FABRICATION/INSTALLATION RELATED | DISCONN | DISCONNECTED | N
HEATING COIL | HEATING COIL | VIB | VIBRATION | FABGEN | FABRICATION/INSTALLATION RELATED | LUB | LUBRICATED | Y
HEATING COIL | HEATING COIL | VIB | VIBRATION | FABGEN | FABRICATION/INSTALLATION RELATED | NOF | NO FAULT FOUND | N
HEATING COIL | HEATING COIL | VIB | VIBRATION | FABGEN | FABRICATION/INSTALLATION RELATED | OTHER-R | OTHER REMEDY | N
HEATING COIL | HEATING COIL | VIB | VIBRATION | FABGEN | FABRICATION/INSTALLATION RELATED | OVH | OVERHAULED/REBUILT/REFURBISHED | N
HEATING COIL | HEATING COIL | VIB | VIBRATION | FABGEN | FABRICATION/INSTALLATION RELATED | PAINT | PAINTED | Y
HEATING COIL | HEATING COIL | VIB | VIBRATION | FABGEN | FABRICATION/INSTALLATION RELATED | PATCH | PATCHED/PAVED | Y
HEATING COIL | HEATING COIL | VIB | VIBRATION | FABGEN | FABRICATION/INSTALLATION RELATED | PUMP | PUMPED OUT/EMPTIED | Y
HEATING COIL | HEATING COIL | VIB | VIBRATION | FABGEN | FABRICATION/INSTALLATION RELATED | REFILL | REFILLED | Y
HEATING COIL | HEATING COIL | VIB | VIBRATION | FABGEN | FABRICATION/INSTALLATION RELATED | REINS | REINSTALLED | N
HEATING COIL | HEATING COIL | VIB | VIBRATION | FABGEN | FABRICATION/INSTALLATION RELATED | REMOVE | REMOVED | N
HEATING COIL | HEATING COIL | VIB | VIBRATION | FABGEN | FABRICATION/INSTALLATION RELATED | REP | REPAIRED/RESTORED/ADJUSTED | N
HEATING COIL | HEATING COIL | VIB | VIBRATION | FABGEN | FABRICATION/INSTALLATION RELATED | RESEAL | RESEALED/REPACKED | Y
HEATING COIL | HEATING COIL | VIB | VIBRATION | FABGEN | FABRICATION/INSTALLATION RELATED | RESET | RESET/RESTARTED | Y
HEATING COIL | HEATING COIL | VIB | VIBRATION | FABGEN | FABRICATION/INSTALLATION RELATED | REWIRE | REWIRED | N
HEATING COIL | HEATING COIL | VIB | VIBRATION | FABGEN | FABRICATION/INSTALLATION RELATED | RPL | REPLACED | N
HEATING COIL | HEATING COIL | VIB | VIBRATION | IMPMAT | IMPROPER MATERIAL | MOD | MODIFIED | Y
HEATING COIL | HEATING COIL | VIB | VIBRATION | IMPMAT | IMPROPER MATERIAL | CLEAN | CLEANED | Y
HEATING COIL | HEATING COIL | VIB | VIBRATION | IMPMAT | IMPROPER MATERIAL | CLOSE | SECURED/CLOSED | Y
HEATING COIL | HEATING COIL | VIB | VIBRATION | IMPMAT | IMPROPER MATERIAL | CONN | CONNECTED | Y
HEATING COIL | HEATING COIL | VIB | VIBRATION | IMPMAT | IMPROPER MATERIAL | DISCONN | DISCONNECTED | Y
HEATING COIL | HEATING COIL | VIB | VIBRATION | IMPMAT | IMPROPER MATERIAL | LUB | LUBRICATED | Y
HEATING COIL | HEATING COIL | VIB | VIBRATION | IMPMAT | IMPROPER MATERIAL | NOF | NO FAULT FOUND | Y
HEATING COIL | HEATING COIL | VIB | VIBRATION | IMPMAT | IMPROPER MATERIAL | OTHER-R | OTHER REMEDY | Y
HEATING COIL | HEATING COIL | VIB | VIBRATION | IMPMAT | IMPROPER MATERIAL | OVH | OVERHAULED/REBUILT/REFURBISHED | Y
HEATING COIL | HEATING COIL | VIB | VIBRATION | IMPMAT | IMPROPER MATERIAL | PAINT | PAINTED | Y
HEATING COIL | HEATING COIL | VIB | VIBRATION | IMPMAT | IMPROPER MATERIAL | PATCH | PATCHED/PAVED | Y
HEATING COIL | HEATING COIL | VIB | VIBRATION | IMPMAT | IMPROPER MATERIAL | PUMP | PUMPED OUT/EMPTIED | Y
HEATING COIL | HEATING COIL | VIB | VIBRATION | IMPMAT | IMPROPER MATERIAL | REFILL | REFILLED | Y
HEATING COIL | HEATING COIL | VIB | VIBRATION | IMPMAT | IMPROPER MATERIAL | REINS | REINSTALLED | Y
HEATING COIL | HEATING COIL | VIB | VIBRATION | IMPMAT | IMPROPER MATERIAL | REMOVE | REMOVED | Y
HEATING COIL | HEATING COIL | VIB | VIBRATION | IMPMAT | IMPROPER MATERIAL | REP | REPAIRED/RESTORED/ADJUSTED | Y
HEATING COIL | HEATING COIL | VIB | VIBRATION | IMPMAT | IMPROPER MATERIAL | RESEAL | RESEALED/REPACKED | Y
HEATING COIL | HEATING COIL | VIB | VIBRATION | IMPMAT | IMPROPER MATERIAL | RESET | RESET/RESTARTED | Y
HEATING COIL | HEATING COIL | VIB | VIBRATION | IMPMAT | IMPROPER MATERIAL | REWIRE | REWIRED | Y
HEATING COIL | HEATING COIL | VIB | VIBRATION | IMPMAT | IMPROPER MATERIAL | RPL | REPLACED | Y
HEATING COIL | HEATING COIL | VIB | VIBRATION | LEAK | LEAK | MOD | MODIFIED | Y
HEATING COIL | HEATING COIL | VIB | VIBRATION | LEAK | LEAK | CLEAN | CLEANED | Y
HEATING COIL | HEATING COIL | VIB | VIBRATION | LEAK | LEAK | CLOSE | SECURED/CLOSED | Y
HEATING COIL | HEATING COIL | VIB | VIBRATION | LEAK | LEAK | CONN | CONNECTED | Y
HEATING COIL | HEATING COIL | VIB | VIBRATION | LEAK | LEAK | DISCONN | DISCONNECTED | Y
HEATING COIL | HEATING COIL | VIB | VIBRATION | LEAK | LEAK | LUB | LUBRICATED | Y
HEATING COIL | HEATING COIL | VIB | VIBRATION | LEAK | LEAK | NOF | NO FAULT FOUND | Y
HEATING COIL | HEATING COIL | VIB | VIBRATION | LEAK | LEAK | OTHER-R | OTHER REMEDY | Y
HEATING COIL | HEATING COIL | VIB | VIBRATION | LEAK | LEAK | OVH | OVERHAULED/REBUILT/REFURBISHED | Y
HEATING COIL | HEATING COIL | VIB | VIBRATION | LEAK | LEAK | PAINT | PAINTED | Y
HEATING COIL | HEATING COIL | VIB | VIBRATION | LEAK | LEAK | PATCH | PATCHED/PAVED | Y
HEATING COIL | HEATING COIL | VIB | VIBRATION | LEAK | LEAK | PUMP | PUMPED OUT/EMPTIED | Y
HEATING COIL | HEATING COIL | VIB | VIBRATION | LEAK | LEAK | REFILL | REFILLED | Y
HEATING COIL | HEATING COIL | VIB | VIBRATION | LEAK | LEAK | REINS | REINSTALLED | Y
HEATING COIL | HEATING COIL | VIB | VIBRATION | LEAK | LEAK | REMOVE | REMOVED | Y
HEATING COIL | HEATING COIL | VIB | VIBRATION | LEAK | LEAK | REP | REPAIRED/RESTORED/ADJUSTED | Y
HEATING COIL | HEATING COIL | VIB | VIBRATION | LEAK | LEAK | RESEAL | RESEALED/REPACKED | Y
HEATING COIL | HEATING COIL | VIB | VIBRATION | LEAK | LEAK | RESET | RESET/RESTARTED | Y
HEATING COIL | HEATING COIL | VIB | VIBRATION | LEAK | LEAK | REWIRE | REWIRED | Y
HEATING COIL | HEATING COIL | VIB | VIBRATION | LEAK | LEAK | RPL | REPLACED | Y
HEATING COIL | HEATING COIL | VIB | VIBRATION | LOOSE | LOOSE/MISALIGNED | MOD | MODIFIED | N
HEATING COIL | HEATING COIL | VIB | VIBRATION | LOOSE | LOOSE/MISALIGNED | CLEAN | CLEANED | N
HEATING COIL | HEATING COIL | VIB | VIBRATION | LOOSE | LOOSE/MISALIGNED | CLOSE | SECURED/CLOSED | N
HEATING COIL | HEATING COIL | VIB | VIBRATION | LOOSE | LOOSE/MISALIGNED | CONN | CONNECTED | N
HEATING COIL | HEATING COIL | VIB | VIBRATION | LOOSE | LOOSE/MISALIGNED | DISCONN | DISCONNECTED | N
HEATING COIL | HEATING COIL | VIB | VIBRATION | LOOSE | LOOSE/MISALIGNED | LUB | LUBRICATED | Y
HEATING COIL | HEATING COIL | VIB | VIBRATION | LOOSE | LOOSE/MISALIGNED | NOF | NO FAULT FOUND | N
HEATING COIL | HEATING COIL | VIB | VIBRATION | LOOSE | LOOSE/MISALIGNED | OTHER-R | OTHER REMEDY | N
HEATING COIL | HEATING COIL | VIB | VIBRATION | LOOSE | LOOSE/MISALIGNED | OVH | OVERHAULED/REBUILT/REFURBISHED | N
HEATING COIL | HEATING COIL | VIB | VIBRATION | LOOSE | LOOSE/MISALIGNED | PAINT | PAINTED | Y
HEATING COIL | HEATING COIL | VIB | VIBRATION | LOOSE | LOOSE/MISALIGNED | PATCH | PATCHED/PAVED | Y
HEATING COIL | HEATING COIL | VIB | VIBRATION | LOOSE | LOOSE/MISALIGNED | PUMP | PUMPED OUT/EMPTIED | Y
HEATING COIL | HEATING COIL | VIB | VIBRATION | LOOSE | LOOSE/MISALIGNED | REFILL | REFILLED | Y
HEATING COIL | HEATING COIL | VIB | VIBRATION | LOOSE | LOOSE/MISALIGNED | REINS | REINSTALLED | N
HEATING COIL | HEATING COIL | VIB | VIBRATION | LOOSE | LOOSE/MISALIGNED | REMOVE | REMOVED | N
HEATING COIL | HEATING COIL | VIB | VIBRATION | LOOSE | LOOSE/MISALIGNED | REP | REPAIRED/RESTORED/ADJUSTED | N
HEATING COIL | HEATING COIL | VIB | VIBRATION | LOOSE | LOOSE/MISALIGNED | RESEAL | RESEALED/REPACKED | Y
HEATING COIL | HEATING COIL | VIB | VIBRATION | LOOSE | LOOSE/MISALIGNED | RESET | RESET/RESTARTED | Y
HEATING COIL | HEATING COIL | VIB | VIBRATION | LOOSE | LOOSE/MISALIGNED | REWIRE | REWIRED | N
HEATING COIL | HEATING COIL | VIB | VIBRATION | LOOSE | LOOSE/MISALIGNED | RPL | REPLACED | N
HEATING COIL | HEATING COIL | VIB | VIBRATION | NOCAUSE | NO CAUSE FOUND | MOD | MODIFIED | N
HEATING COIL | HEATING COIL | VIB | VIBRATION | NOCAUSE | NO CAUSE FOUND | CLEAN | CLEANED | N
HEATING COIL | HEATING COIL | VIB | VIBRATION | NOCAUSE | NO CAUSE FOUND | CLOSE | SECURED/CLOSED | N
HEATING COIL | HEATING COIL | VIB | VIBRATION | NOCAUSE | NO CAUSE FOUND | CONN | CONNECTED | N
HEATING COIL | HEATING COIL | VIB | VIBRATION | NOCAUSE | NO CAUSE FOUND | DISCONN | DISCONNECTED | N
HEATING COIL | HEATING COIL | VIB | VIBRATION | NOCAUSE | NO CAUSE FOUND | LUB | LUBRICATED | Y
HEATING COIL | HEATING COIL | VIB | VIBRATION | NOCAUSE | NO CAUSE FOUND | NOF | NO FAULT FOUND | N
HEATING COIL | HEATING COIL | VIB | VIBRATION | NOCAUSE | NO CAUSE FOUND | OTHER-R | OTHER REMEDY | N
HEATING COIL | HEATING COIL | VIB | VIBRATION | NOCAUSE | NO CAUSE FOUND | OVH | OVERHAULED/REBUILT/REFURBISHED | N
HEATING COIL | HEATING COIL | VIB | VIBRATION | NOCAUSE | NO CAUSE FOUND | PAINT | PAINTED | Y
HEATING COIL | HEATING COIL | VIB | VIBRATION | NOCAUSE | NO CAUSE FOUND | PATCH | PATCHED/PAVED | Y
HEATING COIL | HEATING COIL | VIB | VIBRATION | NOCAUSE | NO CAUSE FOUND | PUMP | PUMPED OUT/EMPTIED | Y
HEATING COIL | HEATING COIL | VIB | VIBRATION | NOCAUSE | NO CAUSE FOUND | REFILL | REFILLED | Y
HEATING COIL | HEATING COIL | VIB | VIBRATION | NOCAUSE | NO CAUSE FOUND | REINS | REINSTALLED | N
HEATING COIL | HEATING COIL | VIB | VIBRATION | NOCAUSE | NO CAUSE FOUND | REMOVE | REMOVED | N
HEATING COIL | HEATING COIL | VIB | VIBRATION | NOCAUSE | NO CAUSE FOUND | REP | REPAIRED/RESTORED/ADJUSTED | N
HEATING COIL | HEATING COIL | VIB | VIBRATION | NOCAUSE | NO CAUSE FOUND | RESEAL | RESEALED/REPACKED | Y
HEATING COIL | HEATING COIL | VIB | VIBRATION | NOCAUSE | NO CAUSE FOUND | RESET | RESET/RESTARTED | Y
HEATING COIL | HEATING COIL | VIB | VIBRATION | NOCAUSE | NO CAUSE FOUND | REWIRE | REWIRED | N
HEATING COIL | HEATING COIL | VIB | VIBRATION | NOCAUSE | NO CAUSE FOUND | RPL | REPLACED | N
HEATING COIL | HEATING COIL | VIB | VIBRATION | OBSTR | JAMMED/OBSTRUCTED | MOD | MODIFIED | Y
HEATING COIL | HEATING COIL | VIB | VIBRATION | OBSTR | JAMMED/OBSTRUCTED | CLEAN | CLEANED | Y
HEATING COIL | HEATING COIL | VIB | VIBRATION | OBSTR | JAMMED/OBSTRUCTED | CLOSE | SECURED/CLOSED | Y
HEATING COIL | HEATING COIL | VIB | VIBRATION | OBSTR | JAMMED/OBSTRUCTED | CONN | CONNECTED | Y
HEATING COIL | HEATING COIL | VIB | VIBRATION | OBSTR | JAMMED/OBSTRUCTED | DISCONN | DISCONNECTED | Y
HEATING COIL | HEATING COIL | VIB | VIBRATION | OBSTR | JAMMED/OBSTRUCTED | LUB | LUBRICATED | Y
HEATING COIL | HEATING COIL | VIB | VIBRATION | OBSTR | JAMMED/OBSTRUCTED | NOF | NO FAULT FOUND | Y
HEATING COIL | HEATING COIL | VIB | VIBRATION | OBSTR | JAMMED/OBSTRUCTED | OTHER-R | OTHER REMEDY | Y
HEATING COIL | HEATING COIL | VIB | VIBRATION | OBSTR | JAMMED/OBSTRUCTED | OVH | OVERHAULED/REBUILT/REFURBISHED | Y
HEATING COIL | HEATING COIL | VIB | VIBRATION | OBSTR | JAMMED/OBSTRUCTED | PAINT | PAINTED | Y
HEATING COIL | HEATING COIL | VIB | VIBRATION | OBSTR | JAMMED/OBSTRUCTED | PATCH | PATCHED/PAVED | Y
HEATING COIL | HEATING COIL | VIB | VIBRATION | OBSTR | JAMMED/OBSTRUCTED | PUMP | PUMPED OUT/EMPTIED | Y
HEATING COIL | HEATING COIL | VIB | VIBRATION | OBSTR | JAMMED/OBSTRUCTED | REFILL | REFILLED | Y
HEATING COIL | HEATING COIL | VIB | VIBRATION | OBSTR | JAMMED/OBSTRUCTED | REINS | REINSTALLED | Y
HEATING COIL | HEATING COIL | VIB | VIBRATION | OBSTR | JAMMED/OBSTRUCTED | REMOVE | REMOVED | Y
HEATING COIL | HEATING COIL | VIB | VIBRATION | OBSTR | JAMMED/OBSTRUCTED | REP | REPAIRED/RESTORED/ADJUSTED | Y
HEATING COIL | HEATING COIL | VIB | VIBRATION | OBSTR | JAMMED/OBSTRUCTED | RESEAL | RESEALED/REPACKED | Y
HEATING COIL | HEATING COIL | VIB | VIBRATION | OBSTR | JAMMED/OBSTRUCTED | RESET | RESET/RESTARTED | Y
HEATING COIL | HEATING COIL | VIB | VIBRATION | OBSTR | JAMMED/OBSTRUCTED | REWIRE | REWIRED | Y
HEATING COIL | HEATING COIL | VIB | VIBRATION | OBSTR | JAMMED/OBSTRUCTED | RPL | REPLACED | Y
HEATING COIL | HEATING COIL | VIB | VIBRATION | OPSERRMTCERR | OPERATIONS/MAINTENANCE RELATED | MOD | MODIFIED | N
HEATING COIL | HEATING COIL | VIB | VIBRATION | OPSERRMTCERR | OPERATIONS/MAINTENANCE RELATED | CLEAN | CLEANED | N
HEATING COIL | HEATING COIL | VIB | VIBRATION | OPSERRMTCERR | OPERATIONS/MAINTENANCE RELATED | CLOSE | SECURED/CLOSED | N
HEATING COIL | HEATING COIL | VIB | VIBRATION | OPSERRMTCERR | OPERATIONS/MAINTENANCE RELATED | CONN | CONNECTED | N
HEATING COIL | HEATING COIL | VIB | VIBRATION | OPSERRMTCERR | OPERATIONS/MAINTENANCE RELATED | DISCONN | DISCONNECTED | N
HEATING COIL | HEATING COIL | VIB | VIBRATION | OPSERRMTCERR | OPERATIONS/MAINTENANCE RELATED | LUB | LUBRICATED | Y
HEATING COIL | HEATING COIL | VIB | VIBRATION | OPSERRMTCERR | OPERATIONS/MAINTENANCE RELATED | NOF | NO FAULT FOUND | N
HEATING COIL | HEATING COIL | VIB | VIBRATION | OPSERRMTCERR | OPERATIONS/MAINTENANCE RELATED | OTHER-R | OTHER REMEDY | N
HEATING COIL | HEATING COIL | VIB | VIBRATION | OPSERRMTCERR | OPERATIONS/MAINTENANCE RELATED | OVH | OVERHAULED/REBUILT/REFURBISHED | N
HEATING COIL | HEATING COIL | VIB | VIBRATION | OPSERRMTCERR | OPERATIONS/MAINTENANCE RELATED | PAINT | PAINTED | Y
HEATING COIL | HEATING COIL | VIB | VIBRATION | OPSERRMTCERR | OPERATIONS/MAINTENANCE RELATED | PATCH | PATCHED/PAVED | Y
HEATING COIL | HEATING COIL | VIB | VIBRATION | OPSERRMTCERR | OPERATIONS/MAINTENANCE RELATED | PUMP | PUMPED OUT/EMPTIED | Y
HEATING COIL | HEATING COIL | VIB | VIBRATION | OPSERRMTCERR | OPERATIONS/MAINTENANCE RELATED | REFILL | REFILLED | Y
HEATING COIL | HEATING COIL | VIB | VIBRATION | OPSERRMTCERR | OPERATIONS/MAINTENANCE RELATED | REINS | REINSTALLED | N
HEATING COIL | HEATING COIL | VIB | VIBRATION | OPSERRMTCERR | OPERATIONS/MAINTENANCE RELATED | REMOVE | REMOVED | N
HEATING COIL | HEATING COIL | VIB | VIBRATION | OPSERRMTCERR | OPERATIONS/MAINTENANCE RELATED | REP | REPAIRED/RESTORED/ADJUSTED | N
HEATING COIL | HEATING COIL | VIB | VIBRATION | OPSERRMTCERR | OPERATIONS/MAINTENANCE RELATED | RESEAL | RESEALED/REPACKED | Y
HEATING COIL | HEATING COIL | VIB | VIBRATION | OPSERRMTCERR | OPERATIONS/MAINTENANCE RELATED | RESET | RESET/RESTARTED | Y
HEATING COIL | HEATING COIL | VIB | VIBRATION | OPSERRMTCERR | OPERATIONS/MAINTENANCE RELATED | REWIRE | REWIRED | N
HEATING COIL | HEATING COIL | VIB | VIBRATION | OPSERRMTCERR | OPERATIONS/MAINTENANCE RELATED | RPL | REPLACED | N
HEATING COIL | HEATING COIL | VIB | VIBRATION | OTHER-C | OTHER CAUSE | MOD | MODIFIED | N
HEATING COIL | HEATING COIL | VIB | VIBRATION | OTHER-C | OTHER CAUSE | CLEAN | CLEANED | N
HEATING COIL | HEATING COIL | VIB | VIBRATION | OTHER-C | OTHER CAUSE | CLOSE | SECURED/CLOSED | N
HEATING COIL | HEATING COIL | VIB | VIBRATION | OTHER-C | OTHER CAUSE | CONN | CONNECTED | N
HEATING COIL | HEATING COIL | VIB | VIBRATION | OTHER-C | OTHER CAUSE | DISCONN | DISCONNECTED | N
HEATING COIL | HEATING COIL | VIB | VIBRATION | OTHER-C | OTHER CAUSE | LUB | LUBRICATED | Y
HEATING COIL | HEATING COIL | VIB | VIBRATION | OTHER-C | OTHER CAUSE | NOF | NO FAULT FOUND | N
HEATING COIL | HEATING COIL | VIB | VIBRATION | OTHER-C | OTHER CAUSE | OTHER-R | OTHER REMEDY | N
HEATING COIL | HEATING COIL | VIB | VIBRATION | OTHER-C | OTHER CAUSE | OVH | OVERHAULED/REBUILT/REFURBISHED | N
HEATING COIL | HEATING COIL | VIB | VIBRATION | OTHER-C | OTHER CAUSE | PAINT | PAINTED | Y
HEATING COIL | HEATING COIL | VIB | VIBRATION | OTHER-C | OTHER CAUSE | PATCH | PATCHED/PAVED | Y
HEATING COIL | HEATING COIL | VIB | VIBRATION | OTHER-C | OTHER CAUSE | PUMP | PUMPED OUT/EMPTIED | Y
HEATING COIL | HEATING COIL | VIB | VIBRATION | OTHER-C | OTHER CAUSE | REFILL | REFILLED | Y
HEATING COIL | HEATING COIL | VIB | VIBRATION | OTHER-C | OTHER CAUSE | REINS | REINSTALLED | N
HEATING COIL | HEATING COIL | VIB | VIBRATION | OTHER-C | OTHER CAUSE | REMOVE | REMOVED | N
HEATING COIL | HEATING COIL | VIB | VIBRATION | OTHER-C | OTHER CAUSE | REP | REPAIRED/RESTORED/ADJUSTED | N
HEATING COIL | HEATING COIL | VIB | VIBRATION | OTHER-C | OTHER CAUSE | RESEAL | RESEALED/REPACKED | Y
HEATING COIL | HEATING COIL | VIB | VIBRATION | OTHER-C | OTHER CAUSE | RESET | RESET/RESTARTED | Y
HEATING COIL | HEATING COIL | VIB | VIBRATION | OTHER-C | OTHER CAUSE | REWIRE | REWIRED | N
HEATING COIL | HEATING COIL | VIB | VIBRATION | OTHER-C | OTHER CAUSE | RPL | REPLACED | N
HEATING COIL | HEATING COIL | VIB | VIBRATION | POWERSUP | POWER SUPPLY | MOD | MODIFIED | N
HEATING COIL | HEATING COIL | VIB | VIBRATION | POWERSUP | POWER SUPPLY | CLEAN | CLEANED | N
HEATING COIL | HEATING COIL | VIB | VIBRATION | POWERSUP | POWER SUPPLY | CLOSE | SECURED/CLOSED | N
HEATING COIL | HEATING COIL | VIB | VIBRATION | POWERSUP | POWER SUPPLY | CONN | CONNECTED | N
HEATING COIL | HEATING COIL | VIB | VIBRATION | POWERSUP | POWER SUPPLY | DISCONN | DISCONNECTED | N
HEATING COIL | HEATING COIL | VIB | VIBRATION | POWERSUP | POWER SUPPLY | LUB | LUBRICATED | Y
HEATING COIL | HEATING COIL | VIB | VIBRATION | POWERSUP | POWER SUPPLY | NOF | NO FAULT FOUND | N
HEATING COIL | HEATING COIL | VIB | VIBRATION | POWERSUP | POWER SUPPLY | OTHER-R | OTHER REMEDY | N
HEATING COIL | HEATING COIL | VIB | VIBRATION | POWERSUP | POWER SUPPLY | OVH | OVERHAULED/REBUILT/REFURBISHED | N
HEATING COIL | HEATING COIL | VIB | VIBRATION | POWERSUP | POWER SUPPLY | PAINT | PAINTED | Y
HEATING COIL | HEATING COIL | VIB | VIBRATION | POWERSUP | POWER SUPPLY | PATCH | PATCHED/PAVED | Y
HEATING COIL | HEATING COIL | VIB | VIBRATION | POWERSUP | POWER SUPPLY | PUMP | PUMPED OUT/EMPTIED | Y
HEATING COIL | HEATING COIL | VIB | VIBRATION | POWERSUP | POWER SUPPLY | REFILL | REFILLED | Y
HEATING COIL | HEATING COIL | VIB | VIBRATION | POWERSUP | POWER SUPPLY | REINS | REINSTALLED | N
HEATING COIL | HEATING COIL | VIB | VIBRATION | POWERSUP | POWER SUPPLY | REMOVE | REMOVED | N
HEATING COIL | HEATING COIL | VIB | VIBRATION | POWERSUP | POWER SUPPLY | REP | REPAIRED/RESTORED/ADJUSTED | N
HEATING COIL | HEATING COIL | VIB | VIBRATION | POWERSUP | POWER SUPPLY | RESEAL | RESEALED/REPACKED | Y
HEATING COIL | HEATING COIL | VIB | VIBRATION | POWERSUP | POWER SUPPLY | RESET | RESET/RESTARTED | Y
HEATING COIL | HEATING COIL | VIB | VIBRATION | POWERSUP | POWER SUPPLY | REWIRE | REWIRED | N
HEATING COIL | HEATING COIL | VIB | VIBRATION | POWERSUP | POWER SUPPLY | RPL | REPLACED | N
HEATING COIL | HEATING COIL | VIB | VIBRATION | SENSOR | FAULTY SENSOR | MOD | MODIFIED | Y
HEATING COIL | HEATING COIL | VIB | VIBRATION | SENSOR | FAULTY SENSOR | CLEAN | CLEANED | Y
HEATING COIL | HEATING COIL | VIB | VIBRATION | SENSOR | FAULTY SENSOR | CLOSE | SECURED/CLOSED | Y
HEATING COIL | HEATING COIL | VIB | VIBRATION | SENSOR | FAULTY SENSOR | CONN | CONNECTED | Y
HEATING COIL | HEATING COIL | VIB | VIBRATION | SENSOR | FAULTY SENSOR | DISCONN | DISCONNECTED | Y
HEATING COIL | HEATING COIL | VIB | VIBRATION | SENSOR | FAULTY SENSOR | LUB | LUBRICATED | Y
HEATING COIL | HEATING COIL | VIB | VIBRATION | SENSOR | FAULTY SENSOR | NOF | NO FAULT FOUND | Y
HEATING COIL | HEATING COIL | VIB | VIBRATION | SENSOR | FAULTY SENSOR | OTHER-R | OTHER REMEDY | Y
HEATING COIL | HEATING COIL | VIB | VIBRATION | SENSOR | FAULTY SENSOR | OVH | OVERHAULED/REBUILT/REFURBISHED | Y
HEATING COIL | HEATING COIL | VIB | VIBRATION | SENSOR | FAULTY SENSOR | PAINT | PAINTED | Y
HEATING COIL | HEATING COIL | VIB | VIBRATION | SENSOR | FAULTY SENSOR | PATCH | PATCHED/PAVED | Y
HEATING COIL | HEATING COIL | VIB | VIBRATION | SENSOR | FAULTY SENSOR | PUMP | PUMPED OUT/EMPTIED | Y
HEATING COIL | HEATING COIL | VIB | VIBRATION | SENSOR | FAULTY SENSOR | REFILL | REFILLED | Y
HEATING COIL | HEATING COIL | VIB | VIBRATION | SENSOR | FAULTY SENSOR | REINS | REINSTALLED | Y
HEATING COIL | HEATING COIL | VIB | VIBRATION | SENSOR | FAULTY SENSOR | REMOVE | REMOVED | Y
HEATING COIL | HEATING COIL | VIB | VIBRATION | SENSOR | FAULTY SENSOR | REP | REPAIRED/RESTORED/ADJUSTED | Y
HEATING COIL | HEATING COIL | VIB | VIBRATION | SENSOR | FAULTY SENSOR | RESEAL | RESEALED/REPACKED | Y
HEATING COIL | HEATING COIL | VIB | VIBRATION | SENSOR | FAULTY SENSOR | RESET | RESET/RESTARTED | Y
HEATING COIL | HEATING COIL | VIB | VIBRATION | SENSOR | FAULTY SENSOR | REWIRE | REWIRED | Y
HEATING COIL | HEATING COIL | VIB | VIBRATION | SENSOR | FAULTY SENSOR | RPL | REPLACED | Y
HEATING COIL | HEATING COIL | OTHER | OTHER PROBLEM | BREAKTRP | BREAKER TRIP | MOD | MODIFIED | N
HEATING COIL | HEATING COIL | OTHER | OTHER PROBLEM | BREAKTRP | BREAKER TRIP | CLEAN | CLEANED | N
HEATING COIL | HEATING COIL | OTHER | OTHER PROBLEM | BREAKTRP | BREAKER TRIP | CLOSE | SECURED/CLOSED | N
HEATING COIL | HEATING COIL | OTHER | OTHER PROBLEM | BREAKTRP | BREAKER TRIP | CONN | CONNECTED | N
HEATING COIL | HEATING COIL | OTHER | OTHER PROBLEM | BREAKTRP | BREAKER TRIP | DISCONN | DISCONNECTED | N
HEATING COIL | HEATING COIL | OTHER | OTHER PROBLEM | BREAKTRP | BREAKER TRIP | LUB | LUBRICATED | Y
HEATING COIL | HEATING COIL | OTHER | OTHER PROBLEM | BREAKTRP | BREAKER TRIP | NOF | NO FAULT FOUND | N
HEATING COIL | HEATING COIL | OTHER | OTHER PROBLEM | BREAKTRP | BREAKER TRIP | OTHER-R | OTHER REMEDY | N
HEATING COIL | HEATING COIL | OTHER | OTHER PROBLEM | BREAKTRP | BREAKER TRIP | OVH | OVERHAULED/REBUILT/REFURBISHED | N
HEATING COIL | HEATING COIL | OTHER | OTHER PROBLEM | BREAKTRP | BREAKER TRIP | PAINT | PAINTED | Y
HEATING COIL | HEATING COIL | OTHER | OTHER PROBLEM | BREAKTRP | BREAKER TRIP | PATCH | PATCHED/PAVED | Y
HEATING COIL | HEATING COIL | OTHER | OTHER PROBLEM | BREAKTRP | BREAKER TRIP | PUMP | PUMPED OUT/EMPTIED | Y
HEATING COIL | HEATING COIL | OTHER | OTHER PROBLEM | BREAKTRP | BREAKER TRIP | REFILL | REFILLED | Y
HEATING COIL | HEATING COIL | OTHER | OTHER PROBLEM | BREAKTRP | BREAKER TRIP | REINS | REINSTALLED | N
HEATING COIL | HEATING COIL | OTHER | OTHER PROBLEM | BREAKTRP | BREAKER TRIP | REMOVE | REMOVED | N
HEATING COIL | HEATING COIL | OTHER | OTHER PROBLEM | BREAKTRP | BREAKER TRIP | REP | REPAIRED/RESTORED/ADJUSTED | N
HEATING COIL | HEATING COIL | OTHER | OTHER PROBLEM | BREAKTRP | BREAKER TRIP | RESEAL | RESEALED/REPACKED | Y
HEATING COIL | HEATING COIL | OTHER | OTHER PROBLEM | BREAKTRP | BREAKER TRIP | RESET | RESET/RESTARTED | Y
HEATING COIL | HEATING COIL | OTHER | OTHER PROBLEM | BREAKTRP | BREAKER TRIP | REWIRE | REWIRED | N
HEATING COIL | HEATING COIL | OTHER | OTHER PROBLEM | BREAKTRP | BREAKER TRIP | RPL | REPLACED | N
HEATING COIL | HEATING COIL | OTHER | OTHER PROBLEM | CORROSION | RUST/CORROSION | MOD | MODIFIED | N
HEATING COIL | HEATING COIL | OTHER | OTHER PROBLEM | CORROSION | RUST/CORROSION | CLEAN | CLEANED | N
HEATING COIL | HEATING COIL | OTHER | OTHER PROBLEM | CORROSION | RUST/CORROSION | CLOSE | SECURED/CLOSED | N
HEATING COIL | HEATING COIL | OTHER | OTHER PROBLEM | CORROSION | RUST/CORROSION | CONN | CONNECTED | N
HEATING COIL | HEATING COIL | OTHER | OTHER PROBLEM | CORROSION | RUST/CORROSION | DISCONN | DISCONNECTED | N
HEATING COIL | HEATING COIL | OTHER | OTHER PROBLEM | CORROSION | RUST/CORROSION | LUB | LUBRICATED | Y
HEATING COIL | HEATING COIL | OTHER | OTHER PROBLEM | CORROSION | RUST/CORROSION | NOF | NO FAULT FOUND | N
HEATING COIL | HEATING COIL | OTHER | OTHER PROBLEM | CORROSION | RUST/CORROSION | OTHER-R | OTHER REMEDY | N
HEATING COIL | HEATING COIL | OTHER | OTHER PROBLEM | CORROSION | RUST/CORROSION | OVH | OVERHAULED/REBUILT/REFURBISHED | N
HEATING COIL | HEATING COIL | OTHER | OTHER PROBLEM | CORROSION | RUST/CORROSION | PAINT | PAINTED | Y
HEATING COIL | HEATING COIL | OTHER | OTHER PROBLEM | CORROSION | RUST/CORROSION | PATCH | PATCHED/PAVED | Y
HEATING COIL | HEATING COIL | OTHER | OTHER PROBLEM | CORROSION | RUST/CORROSION | PUMP | PUMPED OUT/EMPTIED | Y
HEATING COIL | HEATING COIL | OTHER | OTHER PROBLEM | CORROSION | RUST/CORROSION | REFILL | REFILLED | Y
HEATING COIL | HEATING COIL | OTHER | OTHER PROBLEM | CORROSION | RUST/CORROSION | REINS | REINSTALLED | N
HEATING COIL | HEATING COIL | OTHER | OTHER PROBLEM | CORROSION | RUST/CORROSION | REMOVE | REMOVED | N
HEATING COIL | HEATING COIL | OTHER | OTHER PROBLEM | CORROSION | RUST/CORROSION | REP | REPAIRED/RESTORED/ADJUSTED | N
HEATING COIL | HEATING COIL | OTHER | OTHER PROBLEM | CORROSION | RUST/CORROSION | RESEAL | RESEALED/REPACKED | Y
HEATING COIL | HEATING COIL | OTHER | OTHER PROBLEM | CORROSION | RUST/CORROSION | RESET | RESET/RESTARTED | Y
HEATING COIL | HEATING COIL | OTHER | OTHER PROBLEM | CORROSION | RUST/CORROSION | REWIRE | REWIRED | N
HEATING COIL | HEATING COIL | OTHER | OTHER PROBLEM | CORROSION | RUST/CORROSION | RPL | REPLACED | N
HEATING COIL | HEATING COIL | OTHER | OTHER PROBLEM | DAMAGE | DAMAGED/BROKEN | MOD | MODIFIED | N
HEATING COIL | HEATING COIL | OTHER | OTHER PROBLEM | DAMAGE | DAMAGED/BROKEN | CLEAN | CLEANED | N
HEATING COIL | HEATING COIL | OTHER | OTHER PROBLEM | DAMAGE | DAMAGED/BROKEN | CLOSE | SECURED/CLOSED | N
HEATING COIL | HEATING COIL | OTHER | OTHER PROBLEM | DAMAGE | DAMAGED/BROKEN | CONN | CONNECTED | N
HEATING COIL | HEATING COIL | OTHER | OTHER PROBLEM | DAMAGE | DAMAGED/BROKEN | DISCONN | DISCONNECTED | N
HEATING COIL | HEATING COIL | OTHER | OTHER PROBLEM | DAMAGE | DAMAGED/BROKEN | LUB | LUBRICATED | Y
HEATING COIL | HEATING COIL | OTHER | OTHER PROBLEM | DAMAGE | DAMAGED/BROKEN | NOF | NO FAULT FOUND | N
HEATING COIL | HEATING COIL | OTHER | OTHER PROBLEM | DAMAGE | DAMAGED/BROKEN | OTHER-R | OTHER REMEDY | N
HEATING COIL | HEATING COIL | OTHER | OTHER PROBLEM | DAMAGE | DAMAGED/BROKEN | OVH | OVERHAULED/REBUILT/REFURBISHED | N
HEATING COIL | HEATING COIL | OTHER | OTHER PROBLEM | DAMAGE | DAMAGED/BROKEN | PAINT | PAINTED | Y
HEATING COIL | HEATING COIL | OTHER | OTHER PROBLEM | DAMAGE | DAMAGED/BROKEN | PATCH | PATCHED/PAVED | Y
HEATING COIL | HEATING COIL | OTHER | OTHER PROBLEM | DAMAGE | DAMAGED/BROKEN | PUMP | PUMPED OUT/EMPTIED | Y
HEATING COIL | HEATING COIL | OTHER | OTHER PROBLEM | DAMAGE | DAMAGED/BROKEN | REFILL | REFILLED | Y
HEATING COIL | HEATING COIL | OTHER | OTHER PROBLEM | DAMAGE | DAMAGED/BROKEN | REINS | REINSTALLED | N
HEATING COIL | HEATING COIL | OTHER | OTHER PROBLEM | DAMAGE | DAMAGED/BROKEN | REMOVE | REMOVED | N
HEATING COIL | HEATING COIL | OTHER | OTHER PROBLEM | DAMAGE | DAMAGED/BROKEN | REP | REPAIRED/RESTORED/ADJUSTED | N
HEATING COIL | HEATING COIL | OTHER | OTHER PROBLEM | DAMAGE | DAMAGED/BROKEN | RESEAL | RESEALED/REPACKED | Y
HEATING COIL | HEATING COIL | OTHER | OTHER PROBLEM | DAMAGE | DAMAGED/BROKEN | RESET | RESET/RESTARTED | Y
HEATING COIL | HEATING COIL | OTHER | OTHER PROBLEM | DAMAGE | DAMAGED/BROKEN | REWIRE | REWIRED | N
HEATING COIL | HEATING COIL | OTHER | OTHER PROBLEM | DAMAGE | DAMAGED/BROKEN | RPL | REPLACED | N
HEATING COIL | HEATING COIL | OTHER | OTHER PROBLEM | DESGEN | DESIGN RELATED | MOD | MODIFIED | N
HEATING COIL | HEATING COIL | OTHER | OTHER PROBLEM | DESGEN | DESIGN RELATED | CLEAN | CLEANED | N
HEATING COIL | HEATING COIL | OTHER | OTHER PROBLEM | DESGEN | DESIGN RELATED | CLOSE | SECURED/CLOSED | N
HEATING COIL | HEATING COIL | OTHER | OTHER PROBLEM | DESGEN | DESIGN RELATED | CONN | CONNECTED | N
HEATING COIL | HEATING COIL | OTHER | OTHER PROBLEM | DESGEN | DESIGN RELATED | DISCONN | DISCONNECTED | N
HEATING COIL | HEATING COIL | OTHER | OTHER PROBLEM | DESGEN | DESIGN RELATED | LUB | LUBRICATED | Y
HEATING COIL | HEATING COIL | OTHER | OTHER PROBLEM | DESGEN | DESIGN RELATED | NOF | NO FAULT FOUND | N
HEATING COIL | HEATING COIL | OTHER | OTHER PROBLEM | DESGEN | DESIGN RELATED | OTHER-R | OTHER REMEDY | N
HEATING COIL | HEATING COIL | OTHER | OTHER PROBLEM | DESGEN | DESIGN RELATED | OVH | OVERHAULED/REBUILT/REFURBISHED | N
HEATING COIL | HEATING COIL | OTHER | OTHER PROBLEM | DESGEN | DESIGN RELATED | PAINT | PAINTED | Y
HEATING COIL | HEATING COIL | OTHER | OTHER PROBLEM | DESGEN | DESIGN RELATED | PATCH | PATCHED/PAVED | Y
HEATING COIL | HEATING COIL | OTHER | OTHER PROBLEM | DESGEN | DESIGN RELATED | PUMP | PUMPED OUT/EMPTIED | Y
HEATING COIL | HEATING COIL | OTHER | OTHER PROBLEM | DESGEN | DESIGN RELATED | REFILL | REFILLED | Y
HEATING COIL | HEATING COIL | OTHER | OTHER PROBLEM | DESGEN | DESIGN RELATED | REINS | REINSTALLED | N
HEATING COIL | HEATING COIL | OTHER | OTHER PROBLEM | DESGEN | DESIGN RELATED | REMOVE | REMOVED | N
HEATING COIL | HEATING COIL | OTHER | OTHER PROBLEM | DESGEN | DESIGN RELATED | REP | REPAIRED/RESTORED/ADJUSTED | N
HEATING COIL | HEATING COIL | OTHER | OTHER PROBLEM | DESGEN | DESIGN RELATED | RESEAL | RESEALED/REPACKED | Y
HEATING COIL | HEATING COIL | OTHER | OTHER PROBLEM | DESGEN | DESIGN RELATED | RESET | RESET/RESTARTED | Y
HEATING COIL | HEATING COIL | OTHER | OTHER PROBLEM | DESGEN | DESIGN RELATED | REWIRE | REWIRED | N
HEATING COIL | HEATING COIL | OTHER | OTHER PROBLEM | DESGEN | DESIGN RELATED | RPL | REPLACED | N
HEATING COIL | HEATING COIL | OTHER | OTHER PROBLEM | DIRTY | DIRTY | MOD | MODIFIED | N
HEATING COIL | HEATING COIL | OTHER | OTHER PROBLEM | DIRTY | DIRTY | CLEAN | CLEANED | N
HEATING COIL | HEATING COIL | OTHER | OTHER PROBLEM | DIRTY | DIRTY | CLOSE | SECURED/CLOSED | N
HEATING COIL | HEATING COIL | OTHER | OTHER PROBLEM | DIRTY | DIRTY | CONN | CONNECTED | N
HEATING COIL | HEATING COIL | OTHER | OTHER PROBLEM | DIRTY | DIRTY | DISCONN | DISCONNECTED | N
HEATING COIL | HEATING COIL | OTHER | OTHER PROBLEM | DIRTY | DIRTY | LUB | LUBRICATED | Y
HEATING COIL | HEATING COIL | OTHER | OTHER PROBLEM | DIRTY | DIRTY | NOF | NO FAULT FOUND | N
HEATING COIL | HEATING COIL | OTHER | OTHER PROBLEM | DIRTY | DIRTY | OTHER-R | OTHER REMEDY | N
HEATING COIL | HEATING COIL | OTHER | OTHER PROBLEM | DIRTY | DIRTY | OVH | OVERHAULED/REBUILT/REFURBISHED | N
HEATING COIL | HEATING COIL | OTHER | OTHER PROBLEM | DIRTY | DIRTY | PAINT | PAINTED | Y
HEATING COIL | HEATING COIL | OTHER | OTHER PROBLEM | DIRTY | DIRTY | PATCH | PATCHED/PAVED | Y
HEATING COIL | HEATING COIL | OTHER | OTHER PROBLEM | DIRTY | DIRTY | PUMP | PUMPED OUT/EMPTIED | Y
HEATING COIL | HEATING COIL | OTHER | OTHER PROBLEM | DIRTY | DIRTY | REFILL | REFILLED | Y
HEATING COIL | HEATING COIL | OTHER | OTHER PROBLEM | DIRTY | DIRTY | REINS | REINSTALLED | N
HEATING COIL | HEATING COIL | OTHER | OTHER PROBLEM | DIRTY | DIRTY | REMOVE | REMOVED | N
HEATING COIL | HEATING COIL | OTHER | OTHER PROBLEM | DIRTY | DIRTY | REP | REPAIRED/RESTORED/ADJUSTED | N
HEATING COIL | HEATING COIL | OTHER | OTHER PROBLEM | DIRTY | DIRTY | RESEAL | RESEALED/REPACKED | Y
HEATING COIL | HEATING COIL | OTHER | OTHER PROBLEM | DIRTY | DIRTY | RESET | RESET/RESTARTED | Y
HEATING COIL | HEATING COIL | OTHER | OTHER PROBLEM | DIRTY | DIRTY | REWIRE | REWIRED | N
HEATING COIL | HEATING COIL | OTHER | OTHER PROBLEM | DIRTY | DIRTY | RPL | REPLACED | N
HEATING COIL | HEATING COIL | OTHER | OTHER PROBLEM | EXPWT | EXPECTED WEAR AND TEAR | MOD | MODIFIED | N
HEATING COIL | HEATING COIL | OTHER | OTHER PROBLEM | EXPWT | EXPECTED WEAR AND TEAR | CLEAN | CLEANED | N
HEATING COIL | HEATING COIL | OTHER | OTHER PROBLEM | EXPWT | EXPECTED WEAR AND TEAR | CLOSE | SECURED/CLOSED | N
HEATING COIL | HEATING COIL | OTHER | OTHER PROBLEM | EXPWT | EXPECTED WEAR AND TEAR | CONN | CONNECTED | N
HEATING COIL | HEATING COIL | OTHER | OTHER PROBLEM | EXPWT | EXPECTED WEAR AND TEAR | DISCONN | DISCONNECTED | N
HEATING COIL | HEATING COIL | OTHER | OTHER PROBLEM | EXPWT | EXPECTED WEAR AND TEAR | LUB | LUBRICATED | Y
HEATING COIL | HEATING COIL | OTHER | OTHER PROBLEM | EXPWT | EXPECTED WEAR AND TEAR | NOF | NO FAULT FOUND | N
HEATING COIL | HEATING COIL | OTHER | OTHER PROBLEM | EXPWT | EXPECTED WEAR AND TEAR | OTHER-R | OTHER REMEDY | N
HEATING COIL | HEATING COIL | OTHER | OTHER PROBLEM | EXPWT | EXPECTED WEAR AND TEAR | OVH | OVERHAULED/REBUILT/REFURBISHED | N
HEATING COIL | HEATING COIL | OTHER | OTHER PROBLEM | EXPWT | EXPECTED WEAR AND TEAR | PAINT | PAINTED | Y
HEATING COIL | HEATING COIL | OTHER | OTHER PROBLEM | EXPWT | EXPECTED WEAR AND TEAR | PATCH | PATCHED/PAVED | Y
HEATING COIL | HEATING COIL | OTHER | OTHER PROBLEM | EXPWT | EXPECTED WEAR AND TEAR | PUMP | PUMPED OUT/EMPTIED | Y
HEATING COIL | HEATING COIL | OTHER | OTHER PROBLEM | EXPWT | EXPECTED WEAR AND TEAR | REFILL | REFILLED | Y
HEATING COIL | HEATING COIL | OTHER | OTHER PROBLEM | EXPWT | EXPECTED WEAR AND TEAR | REINS | REINSTALLED | N
HEATING COIL | HEATING COIL | OTHER | OTHER PROBLEM | EXPWT | EXPECTED WEAR AND TEAR | REMOVE | REMOVED | N
HEATING COIL | HEATING COIL | OTHER | OTHER PROBLEM | EXPWT | EXPECTED WEAR AND TEAR | REP | REPAIRED/RESTORED/ADJUSTED | N
HEATING COIL | HEATING COIL | OTHER | OTHER PROBLEM | EXPWT | EXPECTED WEAR AND TEAR | RESEAL | RESEALED/REPACKED | Y
HEATING COIL | HEATING COIL | OTHER | OTHER PROBLEM | EXPWT | EXPECTED WEAR AND TEAR | RESET | RESET/RESTARTED | Y
HEATING COIL | HEATING COIL | OTHER | OTHER PROBLEM | EXPWT | EXPECTED WEAR AND TEAR | REWIRE | REWIRED | N
HEATING COIL | HEATING COIL | OTHER | OTHER PROBLEM | EXPWT | EXPECTED WEAR AND TEAR | RPL | REPLACED | N
HEATING COIL | HEATING COIL | OTHER | OTHER PROBLEM | FABGEN | FABRICATION/INSTALLATION RELATED | MOD | MODIFIED | N
HEATING COIL | HEATING COIL | OTHER | OTHER PROBLEM | FABGEN | FABRICATION/INSTALLATION RELATED | CLEAN | CLEANED | N
HEATING COIL | HEATING COIL | OTHER | OTHER PROBLEM | FABGEN | FABRICATION/INSTALLATION RELATED | CLOSE | SECURED/CLOSED | N
HEATING COIL | HEATING COIL | OTHER | OTHER PROBLEM | FABGEN | FABRICATION/INSTALLATION RELATED | CONN | CONNECTED | N
HEATING COIL | HEATING COIL | OTHER | OTHER PROBLEM | FABGEN | FABRICATION/INSTALLATION RELATED | DISCONN | DISCONNECTED | N
HEATING COIL | HEATING COIL | OTHER | OTHER PROBLEM | FABGEN | FABRICATION/INSTALLATION RELATED | LUB | LUBRICATED | Y
HEATING COIL | HEATING COIL | OTHER | OTHER PROBLEM | FABGEN | FABRICATION/INSTALLATION RELATED | NOF | NO FAULT FOUND | N
HEATING COIL | HEATING COIL | OTHER | OTHER PROBLEM | FABGEN | FABRICATION/INSTALLATION RELATED | OTHER-R | OTHER REMEDY | N
HEATING COIL | HEATING COIL | OTHER | OTHER PROBLEM | FABGEN | FABRICATION/INSTALLATION RELATED | OVH | OVERHAULED/REBUILT/REFURBISHED | N
HEATING COIL | HEATING COIL | OTHER | OTHER PROBLEM | FABGEN | FABRICATION/INSTALLATION RELATED | PAINT | PAINTED | Y
HEATING COIL | HEATING COIL | OTHER | OTHER PROBLEM | FABGEN | FABRICATION/INSTALLATION RELATED | PATCH | PATCHED/PAVED | Y
HEATING COIL | HEATING COIL | OTHER | OTHER PROBLEM | FABGEN | FABRICATION/INSTALLATION RELATED | PUMP | PUMPED OUT/EMPTIED | Y
HEATING COIL | HEATING COIL | OTHER | OTHER PROBLEM | FABGEN | FABRICATION/INSTALLATION RELATED | REFILL | REFILLED | Y
HEATING COIL | HEATING COIL | OTHER | OTHER PROBLEM | FABGEN | FABRICATION/INSTALLATION RELATED | REINS | REINSTALLED | N
HEATING COIL | HEATING COIL | OTHER | OTHER PROBLEM | FABGEN | FABRICATION/INSTALLATION RELATED | REMOVE | REMOVED | N
HEATING COIL | HEATING COIL | OTHER | OTHER PROBLEM | FABGEN | FABRICATION/INSTALLATION RELATED | REP | REPAIRED/RESTORED/ADJUSTED | N
HEATING COIL | HEATING COIL | OTHER | OTHER PROBLEM | FABGEN | FABRICATION/INSTALLATION RELATED | RESEAL | RESEALED/REPACKED | Y
HEATING COIL | HEATING COIL | OTHER | OTHER PROBLEM | FABGEN | FABRICATION/INSTALLATION RELATED | RESET | RESET/RESTARTED | Y
HEATING COIL | HEATING COIL | OTHER | OTHER PROBLEM | FABGEN | FABRICATION/INSTALLATION RELATED | REWIRE | REWIRED | N
HEATING COIL | HEATING COIL | OTHER | OTHER PROBLEM | FABGEN | FABRICATION/INSTALLATION RELATED | RPL | REPLACED | N
HEATING COIL | HEATING COIL | OTHER | OTHER PROBLEM | IMPMAT | IMPROPER MATERIAL | MOD | MODIFIED | Y
HEATING COIL | HEATING COIL | OTHER | OTHER PROBLEM | IMPMAT | IMPROPER MATERIAL | CLEAN | CLEANED | Y
HEATING COIL | HEATING COIL | OTHER | OTHER PROBLEM | IMPMAT | IMPROPER MATERIAL | CLOSE | SECURED/CLOSED | Y
HEATING COIL | HEATING COIL | OTHER | OTHER PROBLEM | IMPMAT | IMPROPER MATERIAL | CONN | CONNECTED | Y
HEATING COIL | HEATING COIL | OTHER | OTHER PROBLEM | IMPMAT | IMPROPER MATERIAL | DISCONN | DISCONNECTED | Y
HEATING COIL | HEATING COIL | OTHER | OTHER PROBLEM | IMPMAT | IMPROPER MATERIAL | LUB | LUBRICATED | Y
HEATING COIL | HEATING COIL | OTHER | OTHER PROBLEM | IMPMAT | IMPROPER MATERIAL | NOF | NO FAULT FOUND | Y
HEATING COIL | HEATING COIL | OTHER | OTHER PROBLEM | IMPMAT | IMPROPER MATERIAL | OTHER-R | OTHER REMEDY | Y
HEATING COIL | HEATING COIL | OTHER | OTHER PROBLEM | IMPMAT | IMPROPER MATERIAL | OVH | OVERHAULED/REBUILT/REFURBISHED | Y
HEATING COIL | HEATING COIL | OTHER | OTHER PROBLEM | IMPMAT | IMPROPER MATERIAL | PAINT | PAINTED | Y
HEATING COIL | HEATING COIL | OTHER | OTHER PROBLEM | IMPMAT | IMPROPER MATERIAL | PATCH | PATCHED/PAVED | Y
HEATING COIL | HEATING COIL | OTHER | OTHER PROBLEM | IMPMAT | IMPROPER MATERIAL | PUMP | PUMPED OUT/EMPTIED | Y
HEATING COIL | HEATING COIL | OTHER | OTHER PROBLEM | IMPMAT | IMPROPER MATERIAL | REFILL | REFILLED | Y
HEATING COIL | HEATING COIL | OTHER | OTHER PROBLEM | IMPMAT | IMPROPER MATERIAL | REINS | REINSTALLED | Y
HEATING COIL | HEATING COIL | OTHER | OTHER PROBLEM | IMPMAT | IMPROPER MATERIAL | REMOVE | REMOVED | Y
HEATING COIL | HEATING COIL | OTHER | OTHER PROBLEM | IMPMAT | IMPROPER MATERIAL | REP | REPAIRED/RESTORED/ADJUSTED | Y
HEATING COIL | HEATING COIL | OTHER | OTHER PROBLEM | IMPMAT | IMPROPER MATERIAL | RESEAL | RESEALED/REPACKED | Y
HEATING COIL | HEATING COIL | OTHER | OTHER PROBLEM | IMPMAT | IMPROPER MATERIAL | RESET | RESET/RESTARTED | Y
HEATING COIL | HEATING COIL | OTHER | OTHER PROBLEM | IMPMAT | IMPROPER MATERIAL | REWIRE | REWIRED | Y
HEATING COIL | HEATING COIL | OTHER | OTHER PROBLEM | IMPMAT | IMPROPER MATERIAL | RPL | REPLACED | Y
HEATING COIL | HEATING COIL | OTHER | OTHER PROBLEM | LEAK | LEAK | MOD | MODIFIED | Y
HEATING COIL | HEATING COIL | OTHER | OTHER PROBLEM | LEAK | LEAK | CLEAN | CLEANED | Y
HEATING COIL | HEATING COIL | OTHER | OTHER PROBLEM | LEAK | LEAK | CLOSE | SECURED/CLOSED | Y
HEATING COIL | HEATING COIL | OTHER | OTHER PROBLEM | LEAK | LEAK | CONN | CONNECTED | Y
HEATING COIL | HEATING COIL | OTHER | OTHER PROBLEM | LEAK | LEAK | DISCONN | DISCONNECTED | Y
HEATING COIL | HEATING COIL | OTHER | OTHER PROBLEM | LEAK | LEAK | LUB | LUBRICATED | Y
HEATING COIL | HEATING COIL | OTHER | OTHER PROBLEM | LEAK | LEAK | NOF | NO FAULT FOUND | Y
HEATING COIL | HEATING COIL | OTHER | OTHER PROBLEM | LEAK | LEAK | OTHER-R | OTHER REMEDY | Y
HEATING COIL | HEATING COIL | OTHER | OTHER PROBLEM | LEAK | LEAK | OVH | OVERHAULED/REBUILT/REFURBISHED | Y
HEATING COIL | HEATING COIL | OTHER | OTHER PROBLEM | LEAK | LEAK | PAINT | PAINTED | Y
HEATING COIL | HEATING COIL | OTHER | OTHER PROBLEM | LEAK | LEAK | PATCH | PATCHED/PAVED | Y
HEATING COIL | HEATING COIL | OTHER | OTHER PROBLEM | LEAK | LEAK | PUMP | PUMPED OUT/EMPTIED | Y
HEATING COIL | HEATING COIL | OTHER | OTHER PROBLEM | LEAK | LEAK | REFILL | REFILLED | Y
HEATING COIL | HEATING COIL | OTHER | OTHER PROBLEM | LEAK | LEAK | REINS | REINSTALLED | Y
HEATING COIL | HEATING COIL | OTHER | OTHER PROBLEM | LEAK | LEAK | REMOVE | REMOVED | Y
HEATING COIL | HEATING COIL | OTHER | OTHER PROBLEM | LEAK | LEAK | REP | REPAIRED/RESTORED/ADJUSTED | Y
HEATING COIL | HEATING COIL | OTHER | OTHER PROBLEM | LEAK | LEAK | RESEAL | RESEALED/REPACKED | Y
HEATING COIL | HEATING COIL | OTHER | OTHER PROBLEM | LEAK | LEAK | RESET | RESET/RESTARTED | Y
HEATING COIL | HEATING COIL | OTHER | OTHER PROBLEM | LEAK | LEAK | REWIRE | REWIRED | Y
HEATING COIL | HEATING COIL | OTHER | OTHER PROBLEM | LEAK | LEAK | RPL | REPLACED | Y
HEATING COIL | HEATING COIL | OTHER | OTHER PROBLEM | LOOSE | LOOSE/MISALIGNED | MOD | MODIFIED | N
HEATING COIL | HEATING COIL | OTHER | OTHER PROBLEM | LOOSE | LOOSE/MISALIGNED | CLEAN | CLEANED | N
HEATING COIL | HEATING COIL | OTHER | OTHER PROBLEM | LOOSE | LOOSE/MISALIGNED | CLOSE | SECURED/CLOSED | N
HEATING COIL | HEATING COIL | OTHER | OTHER PROBLEM | LOOSE | LOOSE/MISALIGNED | CONN | CONNECTED | N
HEATING COIL | HEATING COIL | OTHER | OTHER PROBLEM | LOOSE | LOOSE/MISALIGNED | DISCONN | DISCONNECTED | N
HEATING COIL | HEATING COIL | OTHER | OTHER PROBLEM | LOOSE | LOOSE/MISALIGNED | LUB | LUBRICATED | Y
HEATING COIL | HEATING COIL | OTHER | OTHER PROBLEM | LOOSE | LOOSE/MISALIGNED | NOF | NO FAULT FOUND | N
HEATING COIL | HEATING COIL | OTHER | OTHER PROBLEM | LOOSE | LOOSE/MISALIGNED | OTHER-R | OTHER REMEDY | N
HEATING COIL | HEATING COIL | OTHER | OTHER PROBLEM | LOOSE | LOOSE/MISALIGNED | OVH | OVERHAULED/REBUILT/REFURBISHED | N
HEATING COIL | HEATING COIL | OTHER | OTHER PROBLEM | LOOSE | LOOSE/MISALIGNED | PAINT | PAINTED | Y
HEATING COIL | HEATING COIL | OTHER | OTHER PROBLEM | LOOSE | LOOSE/MISALIGNED | PATCH | PATCHED/PAVED | Y
HEATING COIL | HEATING COIL | OTHER | OTHER PROBLEM | LOOSE | LOOSE/MISALIGNED | PUMP | PUMPED OUT/EMPTIED | Y
HEATING COIL | HEATING COIL | OTHER | OTHER PROBLEM | LOOSE | LOOSE/MISALIGNED | REFILL | REFILLED | Y
HEATING COIL | HEATING COIL | OTHER | OTHER PROBLEM | LOOSE | LOOSE/MISALIGNED | REINS | REINSTALLED | N
HEATING COIL | HEATING COIL | OTHER | OTHER PROBLEM | LOOSE | LOOSE/MISALIGNED | REMOVE | REMOVED | N
HEATING COIL | HEATING COIL | OTHER | OTHER PROBLEM | LOOSE | LOOSE/MISALIGNED | REP | REPAIRED/RESTORED/ADJUSTED | N
HEATING COIL | HEATING COIL | OTHER | OTHER PROBLEM | LOOSE | LOOSE/MISALIGNED | RESEAL | RESEALED/REPACKED | Y
HEATING COIL | HEATING COIL | OTHER | OTHER PROBLEM | LOOSE | LOOSE/MISALIGNED | RESET | RESET/RESTARTED | Y
HEATING COIL | HEATING COIL | OTHER | OTHER PROBLEM | LOOSE | LOOSE/MISALIGNED | REWIRE | REWIRED | N
HEATING COIL | HEATING COIL | OTHER | OTHER PROBLEM | LOOSE | LOOSE/MISALIGNED | RPL | REPLACED | N
HEATING COIL | HEATING COIL | OTHER | OTHER PROBLEM | NOCAUSE | NO CAUSE FOUND | MOD | MODIFIED | N
HEATING COIL | HEATING COIL | OTHER | OTHER PROBLEM | NOCAUSE | NO CAUSE FOUND | CLEAN | CLEANED | N
HEATING COIL | HEATING COIL | OTHER | OTHER PROBLEM | NOCAUSE | NO CAUSE FOUND | CLOSE | SECURED/CLOSED | N
HEATING COIL | HEATING COIL | OTHER | OTHER PROBLEM | NOCAUSE | NO CAUSE FOUND | CONN | CONNECTED | N
HEATING COIL | HEATING COIL | OTHER | OTHER PROBLEM | NOCAUSE | NO CAUSE FOUND | DISCONN | DISCONNECTED | N
HEATING COIL | HEATING COIL | OTHER | OTHER PROBLEM | NOCAUSE | NO CAUSE FOUND | LUB | LUBRICATED | Y
HEATING COIL | HEATING COIL | OTHER | OTHER PROBLEM | NOCAUSE | NO CAUSE FOUND | NOF | NO FAULT FOUND | N
HEATING COIL | HEATING COIL | OTHER | OTHER PROBLEM | NOCAUSE | NO CAUSE FOUND | OTHER-R | OTHER REMEDY | N
HEATING COIL | HEATING COIL | OTHER | OTHER PROBLEM | NOCAUSE | NO CAUSE FOUND | OVH | OVERHAULED/REBUILT/REFURBISHED | N
HEATING COIL | HEATING COIL | OTHER | OTHER PROBLEM | NOCAUSE | NO CAUSE FOUND | PAINT | PAINTED | Y
HEATING COIL | HEATING COIL | OTHER | OTHER PROBLEM | NOCAUSE | NO CAUSE FOUND | PATCH | PATCHED/PAVED | Y
HEATING COIL | HEATING COIL | OTHER | OTHER PROBLEM | NOCAUSE | NO CAUSE FOUND | PUMP | PUMPED OUT/EMPTIED | Y
HEATING COIL | HEATING COIL | OTHER | OTHER PROBLEM | NOCAUSE | NO CAUSE FOUND | REFILL | REFILLED | Y
HEATING COIL | HEATING COIL | OTHER | OTHER PROBLEM | NOCAUSE | NO CAUSE FOUND | REINS | REINSTALLED | N
HEATING COIL | HEATING COIL | OTHER | OTHER PROBLEM | NOCAUSE | NO CAUSE FOUND | REMOVE | REMOVED | N
HEATING COIL | HEATING COIL | OTHER | OTHER PROBLEM | NOCAUSE | NO CAUSE FOUND | REP | REPAIRED/RESTORED/ADJUSTED | N
HEATING COIL | HEATING COIL | OTHER | OTHER PROBLEM | NOCAUSE | NO CAUSE FOUND | RESEAL | RESEALED/REPACKED | Y
HEATING COIL | HEATING COIL | OTHER | OTHER PROBLEM | NOCAUSE | NO CAUSE FOUND | RESET | RESET/RESTARTED | Y
HEATING COIL | HEATING COIL | OTHER | OTHER PROBLEM | NOCAUSE | NO CAUSE FOUND | REWIRE | REWIRED | N
HEATING COIL | HEATING COIL | OTHER | OTHER PROBLEM | NOCAUSE | NO CAUSE FOUND | RPL | REPLACED | N
HEATING COIL | HEATING COIL | OTHER | OTHER PROBLEM | OBSTR | JAMMED/OBSTRUCTED | MOD | MODIFIED | Y
HEATING COIL | HEATING COIL | OTHER | OTHER PROBLEM | OBSTR | JAMMED/OBSTRUCTED | CLEAN | CLEANED | Y
HEATING COIL | HEATING COIL | OTHER | OTHER PROBLEM | OBSTR | JAMMED/OBSTRUCTED | CLOSE | SECURED/CLOSED | Y
HEATING COIL | HEATING COIL | OTHER | OTHER PROBLEM | OBSTR | JAMMED/OBSTRUCTED | CONN | CONNECTED | Y
HEATING COIL | HEATING COIL | OTHER | OTHER PROBLEM | OBSTR | JAMMED/OBSTRUCTED | DISCONN | DISCONNECTED | Y
HEATING COIL | HEATING COIL | OTHER | OTHER PROBLEM | OBSTR | JAMMED/OBSTRUCTED | LUB | LUBRICATED | Y
HEATING COIL | HEATING COIL | OTHER | OTHER PROBLEM | OBSTR | JAMMED/OBSTRUCTED | NOF | NO FAULT FOUND | Y
HEATING COIL | HEATING COIL | OTHER | OTHER PROBLEM | OBSTR | JAMMED/OBSTRUCTED | OTHER-R | OTHER REMEDY | Y
HEATING COIL | HEATING COIL | OTHER | OTHER PROBLEM | OBSTR | JAMMED/OBSTRUCTED | OVH | OVERHAULED/REBUILT/REFURBISHED | Y
HEATING COIL | HEATING COIL | OTHER | OTHER PROBLEM | OBSTR | JAMMED/OBSTRUCTED | PAINT | PAINTED | Y
HEATING COIL | HEATING COIL | OTHER | OTHER PROBLEM | OBSTR | JAMMED/OBSTRUCTED | PATCH | PATCHED/PAVED | Y
HEATING COIL | HEATING COIL | OTHER | OTHER PROBLEM | OBSTR | JAMMED/OBSTRUCTED | PUMP | PUMPED OUT/EMPTIED | Y
HEATING COIL | HEATING COIL | OTHER | OTHER PROBLEM | OBSTR | JAMMED/OBSTRUCTED | REFILL | REFILLED | Y
HEATING COIL | HEATING COIL | OTHER | OTHER PROBLEM | OBSTR | JAMMED/OBSTRUCTED | REINS | REINSTALLED | Y
HEATING COIL | HEATING COIL | OTHER | OTHER PROBLEM | OBSTR | JAMMED/OBSTRUCTED | REMOVE | REMOVED | Y
HEATING COIL | HEATING COIL | OTHER | OTHER PROBLEM | OBSTR | JAMMED/OBSTRUCTED | REP | REPAIRED/RESTORED/ADJUSTED | Y
HEATING COIL | HEATING COIL | OTHER | OTHER PROBLEM | OBSTR | JAMMED/OBSTRUCTED | RESEAL | RESEALED/REPACKED | Y
HEATING COIL | HEATING COIL | OTHER | OTHER PROBLEM | OBSTR | JAMMED/OBSTRUCTED | RESET | RESET/RESTARTED | Y
HEATING COIL | HEATING COIL | OTHER | OTHER PROBLEM | OBSTR | JAMMED/OBSTRUCTED | REWIRE | REWIRED | Y
HEATING COIL | HEATING COIL | OTHER | OTHER PROBLEM | OBSTR | JAMMED/OBSTRUCTED | RPL | REPLACED | Y
HEATING COIL | HEATING COIL | OTHER | OTHER PROBLEM | OPSERRMTCERR | OPERATIONS/MAINTENANCE RELATED | MOD | MODIFIED | N
HEATING COIL | HEATING COIL | OTHER | OTHER PROBLEM | OPSERRMTCERR | OPERATIONS/MAINTENANCE RELATED | CLEAN | CLEANED | N
HEATING COIL | HEATING COIL | OTHER | OTHER PROBLEM | OPSERRMTCERR | OPERATIONS/MAINTENANCE RELATED | CLOSE | SECURED/CLOSED | N
HEATING COIL | HEATING COIL | OTHER | OTHER PROBLEM | OPSERRMTCERR | OPERATIONS/MAINTENANCE RELATED | CONN | CONNECTED | N
HEATING COIL | HEATING COIL | OTHER | OTHER PROBLEM | OPSERRMTCERR | OPERATIONS/MAINTENANCE RELATED | DISCONN | DISCONNECTED | N
HEATING COIL | HEATING COIL | OTHER | OTHER PROBLEM | OPSERRMTCERR | OPERATIONS/MAINTENANCE RELATED | LUB | LUBRICATED | Y
HEATING COIL | HEATING COIL | OTHER | OTHER PROBLEM | OPSERRMTCERR | OPERATIONS/MAINTENANCE RELATED | NOF | NO FAULT FOUND | N
HEATING COIL | HEATING COIL | OTHER | OTHER PROBLEM | OPSERRMTCERR | OPERATIONS/MAINTENANCE RELATED | OTHER-R | OTHER REMEDY | N
HEATING COIL | HEATING COIL | OTHER | OTHER PROBLEM | OPSERRMTCERR | OPERATIONS/MAINTENANCE RELATED | OVH | OVERHAULED/REBUILT/REFURBISHED | N
HEATING COIL | HEATING COIL | OTHER | OTHER PROBLEM | OPSERRMTCERR | OPERATIONS/MAINTENANCE RELATED | PAINT | PAINTED | Y
HEATING COIL | HEATING COIL | OTHER | OTHER PROBLEM | OPSERRMTCERR | OPERATIONS/MAINTENANCE RELATED | PATCH | PATCHED/PAVED | Y
HEATING COIL | HEATING COIL | OTHER | OTHER PROBLEM | OPSERRMTCERR | OPERATIONS/MAINTENANCE RELATED | PUMP | PUMPED OUT/EMPTIED | Y
HEATING COIL | HEATING COIL | OTHER | OTHER PROBLEM | OPSERRMTCERR | OPERATIONS/MAINTENANCE RELATED | REFILL | REFILLED | Y
HEATING COIL | HEATING COIL | OTHER | OTHER PROBLEM | OPSERRMTCERR | OPERATIONS/MAINTENANCE RELATED | REINS | REINSTALLED | N
HEATING COIL | HEATING COIL | OTHER | OTHER PROBLEM | OPSERRMTCERR | OPERATIONS/MAINTENANCE RELATED | REMOVE | REMOVED | N
HEATING COIL | HEATING COIL | OTHER | OTHER PROBLEM | OPSERRMTCERR | OPERATIONS/MAINTENANCE RELATED | REP | REPAIRED/RESTORED/ADJUSTED | N
HEATING COIL | HEATING COIL | OTHER | OTHER PROBLEM | OPSERRMTCERR | OPERATIONS/MAINTENANCE RELATED | RESEAL | RESEALED/REPACKED | Y
HEATING COIL | HEATING COIL | OTHER | OTHER PROBLEM | OPSERRMTCERR | OPERATIONS/MAINTENANCE RELATED | RESET | RESET/RESTARTED | Y
HEATING COIL | HEATING COIL | OTHER | OTHER PROBLEM | OPSERRMTCERR | OPERATIONS/MAINTENANCE RELATED | REWIRE | REWIRED | N
HEATING COIL | HEATING COIL | OTHER | OTHER PROBLEM | OPSERRMTCERR | OPERATIONS/MAINTENANCE RELATED | RPL | REPLACED | N
HEATING COIL | HEATING COIL | OTHER | OTHER PROBLEM | OTHER-C | OTHER CAUSE | MOD | MODIFIED | N
HEATING COIL | HEATING COIL | OTHER | OTHER PROBLEM | OTHER-C | OTHER CAUSE | CLEAN | CLEANED | N
HEATING COIL | HEATING COIL | OTHER | OTHER PROBLEM | OTHER-C | OTHER CAUSE | CLOSE | SECURED/CLOSED | N
HEATING COIL | HEATING COIL | OTHER | OTHER PROBLEM | OTHER-C | OTHER CAUSE | CONN | CONNECTED | N
HEATING COIL | HEATING COIL | OTHER | OTHER PROBLEM | OTHER-C | OTHER CAUSE | DISCONN | DISCONNECTED | N
HEATING COIL | HEATING COIL | OTHER | OTHER PROBLEM | OTHER-C | OTHER CAUSE | LUB | LUBRICATED | Y
HEATING COIL | HEATING COIL | OTHER | OTHER PROBLEM | OTHER-C | OTHER CAUSE | NOF | NO FAULT FOUND | N
HEATING COIL | HEATING COIL | OTHER | OTHER PROBLEM | OTHER-C | OTHER CAUSE | OTHER-R | OTHER REMEDY | N
HEATING COIL | HEATING COIL | OTHER | OTHER PROBLEM | OTHER-C | OTHER CAUSE | OVH | OVERHAULED/REBUILT/REFURBISHED | N
HEATING COIL | HEATING COIL | OTHER | OTHER PROBLEM | OTHER-C | OTHER CAUSE | PAINT | PAINTED | Y
HEATING COIL | HEATING COIL | OTHER | OTHER PROBLEM | OTHER-C | OTHER CAUSE | PATCH | PATCHED/PAVED | Y
HEATING COIL | HEATING COIL | OTHER | OTHER PROBLEM | OTHER-C | OTHER CAUSE | PUMP | PUMPED OUT/EMPTIED | Y
HEATING COIL | HEATING COIL | OTHER | OTHER PROBLEM | OTHER-C | OTHER CAUSE | REFILL | REFILLED | Y
HEATING COIL | HEATING COIL | OTHER | OTHER PROBLEM | OTHER-C | OTHER CAUSE | REINS | REINSTALLED | N
HEATING COIL | HEATING COIL | OTHER | OTHER PROBLEM | OTHER-C | OTHER CAUSE | REMOVE | REMOVED | N
HEATING COIL | HEATING COIL | OTHER | OTHER PROBLEM | OTHER-C | OTHER CAUSE | REP | REPAIRED/RESTORED/ADJUSTED | N
HEATING COIL | HEATING COIL | OTHER | OTHER PROBLEM | OTHER-C | OTHER CAUSE | RESEAL | RESEALED/REPACKED | Y
HEATING COIL | HEATING COIL | OTHER | OTHER PROBLEM | OTHER-C | OTHER CAUSE | RESET | RESET/RESTARTED | Y
HEATING COIL | HEATING COIL | OTHER | OTHER PROBLEM | OTHER-C | OTHER CAUSE | REWIRE | REWIRED | N
HEATING COIL | HEATING COIL | OTHER | OTHER PROBLEM | OTHER-C | OTHER CAUSE | RPL | REPLACED | N
HEATING COIL | HEATING COIL | OTHER | OTHER PROBLEM | POWERSUP | POWER SUPPLY | MOD | MODIFIED | N
HEATING COIL | HEATING COIL | OTHER | OTHER PROBLEM | POWERSUP | POWER SUPPLY | CLEAN | CLEANED | N
HEATING COIL | HEATING COIL | OTHER | OTHER PROBLEM | POWERSUP | POWER SUPPLY | CLOSE | SECURED/CLOSED | N
HEATING COIL | HEATING COIL | OTHER | OTHER PROBLEM | POWERSUP | POWER SUPPLY | CONN | CONNECTED | N
HEATING COIL | HEATING COIL | OTHER | OTHER PROBLEM | POWERSUP | POWER SUPPLY | DISCONN | DISCONNECTED | N
HEATING COIL | HEATING COIL | OTHER | OTHER PROBLEM | POWERSUP | POWER SUPPLY | LUB | LUBRICATED | Y
HEATING COIL | HEATING COIL | OTHER | OTHER PROBLEM | POWERSUP | POWER SUPPLY | NOF | NO FAULT FOUND | N
HEATING COIL | HEATING COIL | OTHER | OTHER PROBLEM | POWERSUP | POWER SUPPLY | OTHER-R | OTHER REMEDY | N
HEATING COIL | HEATING COIL | OTHER | OTHER PROBLEM | POWERSUP | POWER SUPPLY | OVH | OVERHAULED/REBUILT/REFURBISHED | N
HEATING COIL | HEATING COIL | OTHER | OTHER PROBLEM | POWERSUP | POWER SUPPLY | PAINT | PAINTED | Y
HEATING COIL | HEATING COIL | OTHER | OTHER PROBLEM | POWERSUP | POWER SUPPLY | PATCH | PATCHED/PAVED | Y
HEATING COIL | HEATING COIL | OTHER | OTHER PROBLEM | POWERSUP | POWER SUPPLY | PUMP | PUMPED OUT/EMPTIED | Y
HEATING COIL | HEATING COIL | OTHER | OTHER PROBLEM | POWERSUP | POWER SUPPLY | REFILL | REFILLED | Y
HEATING COIL | HEATING COIL | OTHER | OTHER PROBLEM | POWERSUP | POWER SUPPLY | REINS | REINSTALLED | N
HEATING COIL | HEATING COIL | OTHER | OTHER PROBLEM | POWERSUP | POWER SUPPLY | REMOVE | REMOVED | N
HEATING COIL | HEATING COIL | OTHER | OTHER PROBLEM | POWERSUP | POWER SUPPLY | REP | REPAIRED/RESTORED/ADJUSTED | N
HEATING COIL | HEATING COIL | OTHER | OTHER PROBLEM | POWERSUP | POWER SUPPLY | RESEAL | RESEALED/REPACKED | Y
HEATING COIL | HEATING COIL | OTHER | OTHER PROBLEM | POWERSUP | POWER SUPPLY | RESET | RESET/RESTARTED | Y
HEATING COIL | HEATING COIL | OTHER | OTHER PROBLEM | POWERSUP | POWER SUPPLY | REWIRE | REWIRED | N
HEATING COIL | HEATING COIL | OTHER | OTHER PROBLEM | POWERSUP | POWER SUPPLY | RPL | REPLACED | N
HEATING COIL | HEATING COIL | OTHER | OTHER PROBLEM | SENSOR | FAULTY SENSOR | MOD | MODIFIED | Y
HEATING COIL | HEATING COIL | OTHER | OTHER PROBLEM | SENSOR | FAULTY SENSOR | CLEAN | CLEANED | Y
HEATING COIL | HEATING COIL | OTHER | OTHER PROBLEM | SENSOR | FAULTY SENSOR | CLOSE | SECURED/CLOSED | Y
HEATING COIL | HEATING COIL | OTHER | OTHER PROBLEM | SENSOR | FAULTY SENSOR | CONN | CONNECTED | Y
HEATING COIL | HEATING COIL | OTHER | OTHER PROBLEM | SENSOR | FAULTY SENSOR | DISCONN | DISCONNECTED | Y
HEATING COIL | HEATING COIL | OTHER | OTHER PROBLEM | SENSOR | FAULTY SENSOR | LUB | LUBRICATED | Y
HEATING COIL | HEATING COIL | OTHER | OTHER PROBLEM | SENSOR | FAULTY SENSOR | NOF | NO FAULT FOUND | Y
HEATING COIL | HEATING COIL | OTHER | OTHER PROBLEM | SENSOR | FAULTY SENSOR | OTHER-R | OTHER REMEDY | Y
HEATING COIL | HEATING COIL | OTHER | OTHER PROBLEM | SENSOR | FAULTY SENSOR | OVH | OVERHAULED/REBUILT/REFURBISHED | Y
HEATING COIL | HEATING COIL | OTHER | OTHER PROBLEM | SENSOR | FAULTY SENSOR | PAINT | PAINTED | Y
HEATING COIL | HEATING COIL | OTHER | OTHER PROBLEM | SENSOR | FAULTY SENSOR | PATCH | PATCHED/PAVED | Y
HEATING COIL | HEATING COIL | OTHER | OTHER PROBLEM | SENSOR | FAULTY SENSOR | PUMP | PUMPED OUT/EMPTIED | Y
HEATING COIL | HEATING COIL | OTHER | OTHER PROBLEM | SENSOR | FAULTY SENSOR | REFILL | REFILLED | Y
HEATING COIL | HEATING COIL | OTHER | OTHER PROBLEM | SENSOR | FAULTY SENSOR | REINS | REINSTALLED | Y
HEATING COIL | HEATING COIL | OTHER | OTHER PROBLEM | SENSOR | FAULTY SENSOR | REMOVE | REMOVED | Y
HEATING COIL | HEATING COIL | OTHER | OTHER PROBLEM | SENSOR | FAULTY SENSOR | REP | REPAIRED/RESTORED/ADJUSTED | Y
HEATING COIL | HEATING COIL | OTHER | OTHER PROBLEM | SENSOR | FAULTY SENSOR | RESEAL | RESEALED/REPACKED | Y
HEATING COIL | HEATING COIL | OTHER | OTHER PROBLEM | SENSOR | FAULTY SENSOR | RESET | RESET/RESTARTED | Y
HEATING COIL | HEATING COIL | OTHER | OTHER PROBLEM | SENSOR | FAULTY SENSOR | REWIRE | REWIRED | Y
HEATING COIL | HEATING COIL | OTHER | OTHER PROBLEM | SENSOR | FAULTY SENSOR | RPL | REPLACED | Y

## List to Load
FAILURECLASS | CLASS_DESC | PROBLEM | PROBLEM_DESC | CAUSE | CAUSE_DESC | REMEDY | REMEDY_DESC
HEATING COIL | HEATING COIL | BKN | BROKEN/DAMAGED | BREAKTRP | BREAKER TRIP | MOD | MODIFIED
HEATING COIL | HEATING COIL | BKN | BROKEN/DAMAGED | BREAKTRP | BREAKER TRIP | CLEAN | CLEANED
HEATING COIL | HEATING COIL | BKN | BROKEN/DAMAGED | BREAKTRP | BREAKER TRIP | CLOSE | SECURED/CLOSED
HEATING COIL | HEATING COIL | BKN | BROKEN/DAMAGED | BREAKTRP | BREAKER TRIP | CONN | CONNECTED
HEATING COIL | HEATING COIL | BKN | BROKEN/DAMAGED | BREAKTRP | BREAKER TRIP | DISCONN | DISCONNECTED
HEATING COIL | HEATING COIL | BKN | BROKEN/DAMAGED | BREAKTRP | BREAKER TRIP | NOF | NO FAULT FOUND
HEATING COIL | HEATING COIL | BKN | BROKEN/DAMAGED | BREAKTRP | BREAKER TRIP | OTHER-R | OTHER REMEDY
HEATING COIL | HEATING COIL | BKN | BROKEN/DAMAGED | BREAKTRP | BREAKER TRIP | OVH | OVERHAULED/REBUILT/REFURBISHED
HEATING COIL | HEATING COIL | BKN | BROKEN/DAMAGED | BREAKTRP | BREAKER TRIP | REINS | REINSTALLED
HEATING COIL | HEATING COIL | BKN | BROKEN/DAMAGED | BREAKTRP | BREAKER TRIP | REMOVE | REMOVED
HEATING COIL | HEATING COIL | BKN | BROKEN/DAMAGED | BREAKTRP | BREAKER TRIP | REP | REPAIRED/RESTORED/ADJUSTED
HEATING COIL | HEATING COIL | BKN | BROKEN/DAMAGED | BREAKTRP | BREAKER TRIP | REWIRE | REWIRED
HEATING COIL | HEATING COIL | BKN | BROKEN/DAMAGED | BREAKTRP | BREAKER TRIP | RPL | REPLACED
HEATING COIL | HEATING COIL | BKN | BROKEN/DAMAGED | CORROSION | RUST/CORROSION | MOD | MODIFIED
HEATING COIL | HEATING COIL | BKN | BROKEN/DAMAGED | CORROSION | RUST/CORROSION | CLEAN | CLEANED
HEATING COIL | HEATING COIL | BKN | BROKEN/DAMAGED | CORROSION | RUST/CORROSION | CLOSE | SECURED/CLOSED
HEATING COIL | HEATING COIL | BKN | BROKEN/DAMAGED | CORROSION | RUST/CORROSION | CONN | CONNECTED
HEATING COIL | HEATING COIL | BKN | BROKEN/DAMAGED | CORROSION | RUST/CORROSION | DISCONN | DISCONNECTED
HEATING COIL | HEATING COIL | BKN | BROKEN/DAMAGED | CORROSION | RUST/CORROSION | NOF | NO FAULT FOUND
HEATING COIL | HEATING COIL | BKN | BROKEN/DAMAGED | CORROSION | RUST/CORROSION | OTHER-R | OTHER REMEDY
HEATING COIL | HEATING COIL | BKN | BROKEN/DAMAGED | CORROSION | RUST/CORROSION | OVH | OVERHAULED/REBUILT/REFURBISHED
HEATING COIL | HEATING COIL | BKN | BROKEN/DAMAGED | CORROSION | RUST/CORROSION | REINS | REINSTALLED
HEATING COIL | HEATING COIL | BKN | BROKEN/DAMAGED | CORROSION | RUST/CORROSION | REMOVE | REMOVED
HEATING COIL | HEATING COIL | BKN | BROKEN/DAMAGED | CORROSION | RUST/CORROSION | REP | REPAIRED/RESTORED/ADJUSTED
HEATING COIL | HEATING COIL | BKN | BROKEN/DAMAGED | CORROSION | RUST/CORROSION | REWIRE | REWIRED
HEATING COIL | HEATING COIL | BKN | BROKEN/DAMAGED | CORROSION | RUST/CORROSION | RPL | REPLACED
HEATING COIL | HEATING COIL | BKN | BROKEN/DAMAGED | DAMAGE | DAMAGED/BROKEN | MOD | MODIFIED
HEATING COIL | HEATING COIL | BKN | BROKEN/DAMAGED | DAMAGE | DAMAGED/BROKEN | CLEAN | CLEANED
HEATING COIL | HEATING COIL | BKN | BROKEN/DAMAGED | DAMAGE | DAMAGED/BROKEN | CLOSE | SECURED/CLOSED
HEATING COIL | HEATING COIL | BKN | BROKEN/DAMAGED | DAMAGE | DAMAGED/BROKEN | CONN | CONNECTED
HEATING COIL | HEATING COIL | BKN | BROKEN/DAMAGED | DAMAGE | DAMAGED/BROKEN | DISCONN | DISCONNECTED
HEATING COIL | HEATING COIL | BKN | BROKEN/DAMAGED | DAMAGE | DAMAGED/BROKEN | NOF | NO FAULT FOUND
HEATING COIL | HEATING COIL | BKN | BROKEN/DAMAGED | DAMAGE | DAMAGED/BROKEN | OTHER-R | OTHER REMEDY
HEATING COIL | HEATING COIL | BKN | BROKEN/DAMAGED | DAMAGE | DAMAGED/BROKEN | OVH | OVERHAULED/REBUILT/REFURBISHED
HEATING COIL | HEATING COIL | BKN | BROKEN/DAMAGED | DAMAGE | DAMAGED/BROKEN | REINS | REINSTALLED
HEATING COIL | HEATING COIL | BKN | BROKEN/DAMAGED | DAMAGE | DAMAGED/BROKEN | REMOVE | REMOVED
HEATING COIL | HEATING COIL | BKN | BROKEN/DAMAGED | DAMAGE | DAMAGED/BROKEN | REP | REPAIRED/RESTORED/ADJUSTED
HEATING COIL | HEATING COIL | BKN | BROKEN/DAMAGED | DAMAGE | DAMAGED/BROKEN | REWIRE | REWIRED
HEATING COIL | HEATING COIL | BKN | BROKEN/DAMAGED | DAMAGE | DAMAGED/BROKEN | RPL | REPLACED
HEATING COIL | HEATING COIL | BKN | BROKEN/DAMAGED | DESGEN | DESIGN RELATED | MOD | MODIFIED
HEATING COIL | HEATING COIL | BKN | BROKEN/DAMAGED | DESGEN | DESIGN RELATED | CLEAN | CLEANED
HEATING COIL | HEATING COIL | BKN | BROKEN/DAMAGED | DESGEN | DESIGN RELATED | CLOSE | SECURED/CLOSED
HEATING COIL | HEATING COIL | BKN | BROKEN/DAMAGED | DESGEN | DESIGN RELATED | CONN | CONNECTED
HEATING COIL | HEATING COIL | BKN | BROKEN/DAMAGED | DESGEN | DESIGN RELATED | DISCONN | DISCONNECTED
HEATING COIL | HEATING COIL | BKN | BROKEN/DAMAGED | DESGEN | DESIGN RELATED | NOF | NO FAULT FOUND
HEATING COIL | HEATING COIL | BKN | BROKEN/DAMAGED | DESGEN | DESIGN RELATED | OTHER-R | OTHER REMEDY
HEATING COIL | HEATING COIL | BKN | BROKEN/DAMAGED | DESGEN | DESIGN RELATED | OVH | OVERHAULED/REBUILT/REFURBISHED
HEATING COIL | HEATING COIL | BKN | BROKEN/DAMAGED | DESGEN | DESIGN RELATED | REINS | REINSTALLED
HEATING COIL | HEATING COIL | BKN | BROKEN/DAMAGED | DESGEN | DESIGN RELATED | REMOVE | REMOVED
HEATING COIL | HEATING COIL | BKN | BROKEN/DAMAGED | DESGEN | DESIGN RELATED | REP | REPAIRED/RESTORED/ADJUSTED
HEATING COIL | HEATING COIL | BKN | BROKEN/DAMAGED | DESGEN | DESIGN RELATED | REWIRE | REWIRED
HEATING COIL | HEATING COIL | BKN | BROKEN/DAMAGED | DESGEN | DESIGN RELATED | RPL | REPLACED
HEATING COIL | HEATING COIL | BKN | BROKEN/DAMAGED | DIRTY | DIRTY | MOD | MODIFIED
HEATING COIL | HEATING COIL | BKN | BROKEN/DAMAGED | DIRTY | DIRTY | CLEAN | CLEANED
HEATING COIL | HEATING COIL | BKN | BROKEN/DAMAGED | DIRTY | DIRTY | CLOSE | SECURED/CLOSED
HEATING COIL | HEATING COIL | BKN | BROKEN/DAMAGED | DIRTY | DIRTY | CONN | CONNECTED
HEATING COIL | HEATING COIL | BKN | BROKEN/DAMAGED | DIRTY | DIRTY | DISCONN | DISCONNECTED
HEATING COIL | HEATING COIL | BKN | BROKEN/DAMAGED | DIRTY | DIRTY | NOF | NO FAULT FOUND
HEATING COIL | HEATING COIL | BKN | BROKEN/DAMAGED | DIRTY | DIRTY | OTHER-R | OTHER REMEDY
HEATING COIL | HEATING COIL | BKN | BROKEN/DAMAGED | DIRTY | DIRTY | OVH | OVERHAULED/REBUILT/REFURBISHED
HEATING COIL | HEATING COIL | BKN | BROKEN/DAMAGED | DIRTY | DIRTY | REINS | REINSTALLED
HEATING COIL | HEATING COIL | BKN | BROKEN/DAMAGED | DIRTY | DIRTY | REMOVE | REMOVED
HEATING COIL | HEATING COIL | BKN | BROKEN/DAMAGED | DIRTY | DIRTY | REP | REPAIRED/RESTORED/ADJUSTED
HEATING COIL | HEATING COIL | BKN | BROKEN/DAMAGED | DIRTY | DIRTY | REWIRE | REWIRED
HEATING COIL | HEATING COIL | BKN | BROKEN/DAMAGED | DIRTY | DIRTY | RPL | REPLACED
HEATING COIL | HEATING COIL | BKN | BROKEN/DAMAGED | EXPWT | EXPECTED WEAR AND TEAR | MOD | MODIFIED
HEATING COIL | HEATING COIL | BKN | BROKEN/DAMAGED | EXPWT | EXPECTED WEAR AND TEAR | CLEAN | CLEANED
HEATING COIL | HEATING COIL | BKN | BROKEN/DAMAGED | EXPWT | EXPECTED WEAR AND TEAR | CLOSE | SECURED/CLOSED
HEATING COIL | HEATING COIL | BKN | BROKEN/DAMAGED | EXPWT | EXPECTED WEAR AND TEAR | CONN | CONNECTED
HEATING COIL | HEATING COIL | BKN | BROKEN/DAMAGED | EXPWT | EXPECTED WEAR AND TEAR | DISCONN | DISCONNECTED
HEATING COIL | HEATING COIL | BKN | BROKEN/DAMAGED | EXPWT | EXPECTED WEAR AND TEAR | NOF | NO FAULT FOUND
HEATING COIL | HEATING COIL | BKN | BROKEN/DAMAGED | EXPWT | EXPECTED WEAR AND TEAR | OTHER-R | OTHER REMEDY
HEATING COIL | HEATING COIL | BKN | BROKEN/DAMAGED | EXPWT | EXPECTED WEAR AND TEAR | OVH | OVERHAULED/REBUILT/REFURBISHED
HEATING COIL | HEATING COIL | BKN | BROKEN/DAMAGED | EXPWT | EXPECTED WEAR AND TEAR | REINS | REINSTALLED
HEATING COIL | HEATING COIL | BKN | BROKEN/DAMAGED | EXPWT | EXPECTED WEAR AND TEAR | REMOVE | REMOVED
HEATING COIL | HEATING COIL | BKN | BROKEN/DAMAGED | EXPWT | EXPECTED WEAR AND TEAR | REP | REPAIRED/RESTORED/ADJUSTED
HEATING COIL | HEATING COIL | BKN | BROKEN/DAMAGED | EXPWT | EXPECTED WEAR AND TEAR | REWIRE | REWIRED
HEATING COIL | HEATING COIL | BKN | BROKEN/DAMAGED | EXPWT | EXPECTED WEAR AND TEAR | RPL | REPLACED
HEATING COIL | HEATING COIL | BKN | BROKEN/DAMAGED | FABGEN | FABRICATION/INSTALLATION RELATED | MOD | MODIFIED
HEATING COIL | HEATING COIL | BKN | BROKEN/DAMAGED | FABGEN | FABRICATION/INSTALLATION RELATED | CLEAN | CLEANED
HEATING COIL | HEATING COIL | BKN | BROKEN/DAMAGED | FABGEN | FABRICATION/INSTALLATION RELATED | CLOSE | SECURED/CLOSED
HEATING COIL | HEATING COIL | BKN | BROKEN/DAMAGED | FABGEN | FABRICATION/INSTALLATION RELATED | CONN | CONNECTED
HEATING COIL | HEATING COIL | BKN | BROKEN/DAMAGED | FABGEN | FABRICATION/INSTALLATION RELATED | DISCONN | DISCONNECTED
HEATING COIL | HEATING COIL | BKN | BROKEN/DAMAGED | FABGEN | FABRICATION/INSTALLATION RELATED | NOF | NO FAULT FOUND
HEATING COIL | HEATING COIL | BKN | BROKEN/DAMAGED | FABGEN | FABRICATION/INSTALLATION RELATED | OTHER-R | OTHER REMEDY
HEATING COIL | HEATING COIL | BKN | BROKEN/DAMAGED | FABGEN | FABRICATION/INSTALLATION RELATED | OVH | OVERHAULED/REBUILT/REFURBISHED
HEATING COIL | HEATING COIL | BKN | BROKEN/DAMAGED | FABGEN | FABRICATION/INSTALLATION RELATED | REINS | REINSTALLED
HEATING COIL | HEATING COIL | BKN | BROKEN/DAMAGED | FABGEN | FABRICATION/INSTALLATION RELATED | REMOVE | REMOVED
HEATING COIL | HEATING COIL | BKN | BROKEN/DAMAGED | FABGEN | FABRICATION/INSTALLATION RELATED | REP | REPAIRED/RESTORED/ADJUSTED
HEATING COIL | HEATING COIL | BKN | BROKEN/DAMAGED | FABGEN | FABRICATION/INSTALLATION RELATED | REWIRE | REWIRED
HEATING COIL | HEATING COIL | BKN | BROKEN/DAMAGED | FABGEN | FABRICATION/INSTALLATION RELATED | RPL | REPLACED
HEATING COIL | HEATING COIL | BKN | BROKEN/DAMAGED | LOOSE | LOOSE/MISALIGNED | MOD | MODIFIED
HEATING COIL | HEATING COIL | BKN | BROKEN/DAMAGED | LOOSE | LOOSE/MISALIGNED | CLEAN | CLEANED
HEATING COIL | HEATING COIL | BKN | BROKEN/DAMAGED | LOOSE | LOOSE/MISALIGNED | CLOSE | SECURED/CLOSED
HEATING COIL | HEATING COIL | BKN | BROKEN/DAMAGED | LOOSE | LOOSE/MISALIGNED | CONN | CONNECTED
HEATING COIL | HEATING COIL | BKN | BROKEN/DAMAGED | LOOSE | LOOSE/MISALIGNED | DISCONN | DISCONNECTED
HEATING COIL | HEATING COIL | BKN | BROKEN/DAMAGED | LOOSE | LOOSE/MISALIGNED | NOF | NO FAULT FOUND
HEATING COIL | HEATING COIL | BKN | BROKEN/DAMAGED | LOOSE | LOOSE/MISALIGNED | OTHER-R | OTHER REMEDY
HEATING COIL | HEATING COIL | BKN | BROKEN/DAMAGED | LOOSE | LOOSE/MISALIGNED | OVH | OVERHAULED/REBUILT/REFURBISHED
HEATING COIL | HEATING COIL | BKN | BROKEN/DAMAGED | LOOSE | LOOSE/MISALIGNED | REINS | REINSTALLED
HEATING COIL | HEATING COIL | BKN | BROKEN/DAMAGED | LOOSE | LOOSE/MISALIGNED | REMOVE | REMOVED
HEATING COIL | HEATING COIL | BKN | BROKEN/DAMAGED | LOOSE | LOOSE/MISALIGNED | REP | REPAIRED/RESTORED/ADJUSTED
HEATING COIL | HEATING COIL | BKN | BROKEN/DAMAGED | LOOSE | LOOSE/MISALIGNED | REWIRE | REWIRED
HEATING COIL | HEATING COIL | BKN | BROKEN/DAMAGED | LOOSE | LOOSE/MISALIGNED | RPL | REPLACED
HEATING COIL | HEATING COIL | BKN | BROKEN/DAMAGED | NOCAUSE | NO CAUSE FOUND | MOD | MODIFIED
HEATING COIL | HEATING COIL | BKN | BROKEN/DAMAGED | NOCAUSE | NO CAUSE FOUND | CLEAN | CLEANED
HEATING COIL | HEATING COIL | BKN | BROKEN/DAMAGED | NOCAUSE | NO CAUSE FOUND | CLOSE | SECURED/CLOSED
HEATING COIL | HEATING COIL | BKN | BROKEN/DAMAGED | NOCAUSE | NO CAUSE FOUND | CONN | CONNECTED
HEATING COIL | HEATING COIL | BKN | BROKEN/DAMAGED | NOCAUSE | NO CAUSE FOUND | DISCONN | DISCONNECTED
HEATING COIL | HEATING COIL | BKN | BROKEN/DAMAGED | NOCAUSE | NO CAUSE FOUND | NOF | NO FAULT FOUND
HEATING COIL | HEATING COIL | BKN | BROKEN/DAMAGED | NOCAUSE | NO CAUSE FOUND | OTHER-R | OTHER REMEDY
HEATING COIL | HEATING COIL | BKN | BROKEN/DAMAGED | NOCAUSE | NO CAUSE FOUND | OVH | OVERHAULED/REBUILT/REFURBISHED
HEATING COIL | HEATING COIL | BKN | BROKEN/DAMAGED | NOCAUSE | NO CAUSE FOUND | REINS | REINSTALLED
HEATING COIL | HEATING COIL | BKN | BROKEN/DAMAGED | NOCAUSE | NO CAUSE FOUND | REMOVE | REMOVED
HEATING COIL | HEATING COIL | BKN | BROKEN/DAMAGED | NOCAUSE | NO CAUSE FOUND | REP | REPAIRED/RESTORED/ADJUSTED
HEATING COIL | HEATING COIL | BKN | BROKEN/DAMAGED | NOCAUSE | NO CAUSE FOUND | REWIRE | REWIRED
HEATING COIL | HEATING COIL | BKN | BROKEN/DAMAGED | NOCAUSE | NO CAUSE FOUND | RPL | REPLACED
HEATING COIL | HEATING COIL | BKN | BROKEN/DAMAGED | OPSERRMTCERR | OPERATIONS/MAINTENANCE RELATED | MOD | MODIFIED
HEATING COIL | HEATING COIL | BKN | BROKEN/DAMAGED | OPSERRMTCERR | OPERATIONS/MAINTENANCE RELATED | CLEAN | CLEANED
HEATING COIL | HEATING COIL | BKN | BROKEN/DAMAGED | OPSERRMTCERR | OPERATIONS/MAINTENANCE RELATED | CLOSE | SECURED/CLOSED
HEATING COIL | HEATING COIL | BKN | BROKEN/DAMAGED | OPSERRMTCERR | OPERATIONS/MAINTENANCE RELATED | CONN | CONNECTED
HEATING COIL | HEATING COIL | BKN | BROKEN/DAMAGED | OPSERRMTCERR | OPERATIONS/MAINTENANCE RELATED | DISCONN | DISCONNECTED
HEATING COIL | HEATING COIL | BKN | BROKEN/DAMAGED | OPSERRMTCERR | OPERATIONS/MAINTENANCE RELATED | NOF | NO FAULT FOUND
HEATING COIL | HEATING COIL | BKN | BROKEN/DAMAGED | OPSERRMTCERR | OPERATIONS/MAINTENANCE RELATED | OTHER-R | OTHER REMEDY
HEATING COIL | HEATING COIL | BKN | BROKEN/DAMAGED | OPSERRMTCERR | OPERATIONS/MAINTENANCE RELATED | OVH | OVERHAULED/REBUILT/REFURBISHED
HEATING COIL | HEATING COIL | BKN | BROKEN/DAMAGED | OPSERRMTCERR | OPERATIONS/MAINTENANCE RELATED | REINS | REINSTALLED
HEATING COIL | HEATING COIL | BKN | BROKEN/DAMAGED | OPSERRMTCERR | OPERATIONS/MAINTENANCE RELATED | REMOVE | REMOVED
HEATING COIL | HEATING COIL | BKN | BROKEN/DAMAGED | OPSERRMTCERR | OPERATIONS/MAINTENANCE RELATED | REP | REPAIRED/RESTORED/ADJUSTED
HEATING COIL | HEATING COIL | BKN | BROKEN/DAMAGED | OPSERRMTCERR | OPERATIONS/MAINTENANCE RELATED | REWIRE | REWIRED
HEATING COIL | HEATING COIL | BKN | BROKEN/DAMAGED | OPSERRMTCERR | OPERATIONS/MAINTENANCE RELATED | RPL | REPLACED
HEATING COIL | HEATING COIL | BKN | BROKEN/DAMAGED | OTHER-C | OTHER CAUSE | MOD | MODIFIED
HEATING COIL | HEATING COIL | BKN | BROKEN/DAMAGED | OTHER-C | OTHER CAUSE | CLEAN | CLEANED
HEATING COIL | HEATING COIL | BKN | BROKEN/DAMAGED | OTHER-C | OTHER CAUSE | CLOSE | SECURED/CLOSED
HEATING COIL | HEATING COIL | BKN | BROKEN/DAMAGED | OTHER-C | OTHER CAUSE | CONN | CONNECTED
HEATING COIL | HEATING COIL | BKN | BROKEN/DAMAGED | OTHER-C | OTHER CAUSE | DISCONN | DISCONNECTED
HEATING COIL | HEATING COIL | BKN | BROKEN/DAMAGED | OTHER-C | OTHER CAUSE | NOF | NO FAULT FOUND
HEATING COIL | HEATING COIL | BKN | BROKEN/DAMAGED | OTHER-C | OTHER CAUSE | OTHER-R | OTHER REMEDY
HEATING COIL | HEATING COIL | BKN | BROKEN/DAMAGED | OTHER-C | OTHER CAUSE | OVH | OVERHAULED/REBUILT/REFURBISHED
HEATING COIL | HEATING COIL | BKN | BROKEN/DAMAGED | OTHER-C | OTHER CAUSE | REINS | REINSTALLED
HEATING COIL | HEATING COIL | BKN | BROKEN/DAMAGED | OTHER-C | OTHER CAUSE | REMOVE | REMOVED
HEATING COIL | HEATING COIL | BKN | BROKEN/DAMAGED | OTHER-C | OTHER CAUSE | REP | REPAIRED/RESTORED/ADJUSTED
HEATING COIL | HEATING COIL | BKN | BROKEN/DAMAGED | OTHER-C | OTHER CAUSE | REWIRE | REWIRED
HEATING COIL | HEATING COIL | BKN | BROKEN/DAMAGED | OTHER-C | OTHER CAUSE | RPL | REPLACED
HEATING COIL | HEATING COIL | BKN | BROKEN/DAMAGED | POWERSUP | POWER SUPPLY | MOD | MODIFIED
HEATING COIL | HEATING COIL | BKN | BROKEN/DAMAGED | POWERSUP | POWER SUPPLY | CLEAN | CLEANED
HEATING COIL | HEATING COIL | BKN | BROKEN/DAMAGED | POWERSUP | POWER SUPPLY | CLOSE | SECURED/CLOSED
HEATING COIL | HEATING COIL | BKN | BROKEN/DAMAGED | POWERSUP | POWER SUPPLY | CONN | CONNECTED
HEATING COIL | HEATING COIL | BKN | BROKEN/DAMAGED | POWERSUP | POWER SUPPLY | DISCONN | DISCONNECTED
HEATING COIL | HEATING COIL | BKN | BROKEN/DAMAGED | POWERSUP | POWER SUPPLY | NOF | NO FAULT FOUND
HEATING COIL | HEATING COIL | BKN | BROKEN/DAMAGED | POWERSUP | POWER SUPPLY | OTHER-R | OTHER REMEDY
HEATING COIL | HEATING COIL | BKN | BROKEN/DAMAGED | POWERSUP | POWER SUPPLY | OVH | OVERHAULED/REBUILT/REFURBISHED
HEATING COIL | HEATING COIL | BKN | BROKEN/DAMAGED | POWERSUP | POWER SUPPLY | REINS | REINSTALLED
HEATING COIL | HEATING COIL | BKN | BROKEN/DAMAGED | POWERSUP | POWER SUPPLY | REMOVE | REMOVED
HEATING COIL | HEATING COIL | BKN | BROKEN/DAMAGED | POWERSUP | POWER SUPPLY | REP | REPAIRED/RESTORED/ADJUSTED
HEATING COIL | HEATING COIL | BKN | BROKEN/DAMAGED | POWERSUP | POWER SUPPLY | REWIRE | REWIRED
HEATING COIL | HEATING COIL | BKN | BROKEN/DAMAGED | POWERSUP | POWER SUPPLY | RPL | REPLACED
HEATING COIL | HEATING COIL | LIGHTING | LIGHTING | BREAKTRP | BREAKER TRIP | MOD | MODIFIED
HEATING COIL | HEATING COIL | LIGHTING | LIGHTING | BREAKTRP | BREAKER TRIP | CLEAN | CLEANED
HEATING COIL | HEATING COIL | LIGHTING | LIGHTING | BREAKTRP | BREAKER TRIP | CLOSE | SECURED/CLOSED
HEATING COIL | HEATING COIL | LIGHTING | LIGHTING | BREAKTRP | BREAKER TRIP | CONN | CONNECTED
HEATING COIL | HEATING COIL | LIGHTING | LIGHTING | BREAKTRP | BREAKER TRIP | DISCONN | DISCONNECTED
HEATING COIL | HEATING COIL | LIGHTING | LIGHTING | BREAKTRP | BREAKER TRIP | NOF | NO FAULT FOUND
HEATING COIL | HEATING COIL | LIGHTING | LIGHTING | BREAKTRP | BREAKER TRIP | OTHER-R | OTHER REMEDY
HEATING COIL | HEATING COIL | LIGHTING | LIGHTING | BREAKTRP | BREAKER TRIP | OVH | OVERHAULED/REBUILT/REFURBISHED
HEATING COIL | HEATING COIL | LIGHTING | LIGHTING | BREAKTRP | BREAKER TRIP | REINS | REINSTALLED
HEATING COIL | HEATING COIL | LIGHTING | LIGHTING | BREAKTRP | BREAKER TRIP | REMOVE | REMOVED
HEATING COIL | HEATING COIL | LIGHTING | LIGHTING | BREAKTRP | BREAKER TRIP | REP | REPAIRED/RESTORED/ADJUSTED
HEATING COIL | HEATING COIL | LIGHTING | LIGHTING | BREAKTRP | BREAKER TRIP | REWIRE | REWIRED
HEATING COIL | HEATING COIL | LIGHTING | LIGHTING | BREAKTRP | BREAKER TRIP | RPL | REPLACED
HEATING COIL | HEATING COIL | LIGHTING | LIGHTING | CORROSION | RUST/CORROSION | MOD | MODIFIED
HEATING COIL | HEATING COIL | LIGHTING | LIGHTING | CORROSION | RUST/CORROSION | CLEAN | CLEANED
HEATING COIL | HEATING COIL | LIGHTING | LIGHTING | CORROSION | RUST/CORROSION | CLOSE | SECURED/CLOSED
HEATING COIL | HEATING COIL | LIGHTING | LIGHTING | CORROSION | RUST/CORROSION | CONN | CONNECTED
HEATING COIL | HEATING COIL | LIGHTING | LIGHTING | CORROSION | RUST/CORROSION | DISCONN | DISCONNECTED
HEATING COIL | HEATING COIL | LIGHTING | LIGHTING | CORROSION | RUST/CORROSION | NOF | NO FAULT FOUND
HEATING COIL | HEATING COIL | LIGHTING | LIGHTING | CORROSION | RUST/CORROSION | OTHER-R | OTHER REMEDY
HEATING COIL | HEATING COIL | LIGHTING | LIGHTING | CORROSION | RUST/CORROSION | OVH | OVERHAULED/REBUILT/REFURBISHED
HEATING COIL | HEATING COIL | LIGHTING | LIGHTING | CORROSION | RUST/CORROSION | REINS | REINSTALLED
HEATING COIL | HEATING COIL | LIGHTING | LIGHTING | CORROSION | RUST/CORROSION | REMOVE | REMOVED
HEATING COIL | HEATING COIL | LIGHTING | LIGHTING | CORROSION | RUST/CORROSION | REP | REPAIRED/RESTORED/ADJUSTED
HEATING COIL | HEATING COIL | LIGHTING | LIGHTING | CORROSION | RUST/CORROSION | REWIRE | REWIRED
HEATING COIL | HEATING COIL | LIGHTING | LIGHTING | CORROSION | RUST/CORROSION | RPL | REPLACED
HEATING COIL | HEATING COIL | LIGHTING | LIGHTING | DAMAGE | DAMAGED/BROKEN | MOD | MODIFIED
HEATING COIL | HEATING COIL | LIGHTING | LIGHTING | DAMAGE | DAMAGED/BROKEN | CLEAN | CLEANED
HEATING COIL | HEATING COIL | LIGHTING | LIGHTING | DAMAGE | DAMAGED/BROKEN | CLOSE | SECURED/CLOSED
HEATING COIL | HEATING COIL | LIGHTING | LIGHTING | DAMAGE | DAMAGED/BROKEN | CONN | CONNECTED
HEATING COIL | HEATING COIL | LIGHTING | LIGHTING | DAMAGE | DAMAGED/BROKEN | DISCONN | DISCONNECTED
HEATING COIL | HEATING COIL | LIGHTING | LIGHTING | DAMAGE | DAMAGED/BROKEN | NOF | NO FAULT FOUND
HEATING COIL | HEATING COIL | LIGHTING | LIGHTING | DAMAGE | DAMAGED/BROKEN | OTHER-R | OTHER REMEDY
HEATING COIL | HEATING COIL | LIGHTING | LIGHTING | DAMAGE | DAMAGED/BROKEN | OVH | OVERHAULED/REBUILT/REFURBISHED
HEATING COIL | HEATING COIL | LIGHTING | LIGHTING | DAMAGE | DAMAGED/BROKEN | REINS | REINSTALLED
HEATING COIL | HEATING COIL | LIGHTING | LIGHTING | DAMAGE | DAMAGED/BROKEN | REMOVE | REMOVED
HEATING COIL | HEATING COIL | LIGHTING | LIGHTING | DAMAGE | DAMAGED/BROKEN | REP | REPAIRED/RESTORED/ADJUSTED
HEATING COIL | HEATING COIL | LIGHTING | LIGHTING | DAMAGE | DAMAGED/BROKEN | REWIRE | REWIRED
HEATING COIL | HEATING COIL | LIGHTING | LIGHTING | DAMAGE | DAMAGED/BROKEN | RPL | REPLACED
HEATING COIL | HEATING COIL | LIGHTING | LIGHTING | DESGEN | DESIGN RELATED | MOD | MODIFIED
HEATING COIL | HEATING COIL | LIGHTING | LIGHTING | DESGEN | DESIGN RELATED | CLEAN | CLEANED
HEATING COIL | HEATING COIL | LIGHTING | LIGHTING | DESGEN | DESIGN RELATED | CLOSE | SECURED/CLOSED
HEATING COIL | HEATING COIL | LIGHTING | LIGHTING | DESGEN | DESIGN RELATED | CONN | CONNECTED
HEATING COIL | HEATING COIL | LIGHTING | LIGHTING | DESGEN | DESIGN RELATED | DISCONN | DISCONNECTED
HEATING COIL | HEATING COIL | LIGHTING | LIGHTING | DESGEN | DESIGN RELATED | NOF | NO FAULT FOUND
HEATING COIL | HEATING COIL | LIGHTING | LIGHTING | DESGEN | DESIGN RELATED | OTHER-R | OTHER REMEDY
HEATING COIL | HEATING COIL | LIGHTING | LIGHTING | DESGEN | DESIGN RELATED | OVH | OVERHAULED/REBUILT/REFURBISHED
HEATING COIL | HEATING COIL | LIGHTING | LIGHTING | DESGEN | DESIGN RELATED | REINS | REINSTALLED
HEATING COIL | HEATING COIL | LIGHTING | LIGHTING | DESGEN | DESIGN RELATED | REMOVE | REMOVED
HEATING COIL | HEATING COIL | LIGHTING | LIGHTING | DESGEN | DESIGN RELATED | REP | REPAIRED/RESTORED/ADJUSTED
HEATING COIL | HEATING COIL | LIGHTING | LIGHTING | DESGEN | DESIGN RELATED | REWIRE | REWIRED
HEATING COIL | HEATING COIL | LIGHTING | LIGHTING | DESGEN | DESIGN RELATED | RPL | REPLACED
HEATING COIL | HEATING COIL | LIGHTING | LIGHTING | DIRTY | DIRTY | MOD | MODIFIED
HEATING COIL | HEATING COIL | LIGHTING | LIGHTING | DIRTY | DIRTY | CLEAN | CLEANED
HEATING COIL | HEATING COIL | LIGHTING | LIGHTING | DIRTY | DIRTY | CLOSE | SECURED/CLOSED
HEATING COIL | HEATING COIL | LIGHTING | LIGHTING | DIRTY | DIRTY | CONN | CONNECTED
HEATING COIL | HEATING COIL | LIGHTING | LIGHTING | DIRTY | DIRTY | DISCONN | DISCONNECTED
HEATING COIL | HEATING COIL | LIGHTING | LIGHTING | DIRTY | DIRTY | NOF | NO FAULT FOUND
HEATING COIL | HEATING COIL | LIGHTING | LIGHTING | DIRTY | DIRTY | OTHER-R | OTHER REMEDY
HEATING COIL | HEATING COIL | LIGHTING | LIGHTING | DIRTY | DIRTY | OVH | OVERHAULED/REBUILT/REFURBISHED
HEATING COIL | HEATING COIL | LIGHTING | LIGHTING | DIRTY | DIRTY | REINS | REINSTALLED
HEATING COIL | HEATING COIL | LIGHTING | LIGHTING | DIRTY | DIRTY | REMOVE | REMOVED
HEATING COIL | HEATING COIL | LIGHTING | LIGHTING | DIRTY | DIRTY | REP | REPAIRED/RESTORED/ADJUSTED
HEATING COIL | HEATING COIL | LIGHTING | LIGHTING | DIRTY | DIRTY | REWIRE | REWIRED
HEATING COIL | HEATING COIL | LIGHTING | LIGHTING | DIRTY | DIRTY | RPL | REPLACED
HEATING COIL | HEATING COIL | LIGHTING | LIGHTING | EXPWT | EXPECTED WEAR AND TEAR | MOD | MODIFIED
HEATING COIL | HEATING COIL | LIGHTING | LIGHTING | EXPWT | EXPECTED WEAR AND TEAR | CLEAN | CLEANED
HEATING COIL | HEATING COIL | LIGHTING | LIGHTING | EXPWT | EXPECTED WEAR AND TEAR | CLOSE | SECURED/CLOSED
HEATING COIL | HEATING COIL | LIGHTING | LIGHTING | EXPWT | EXPECTED WEAR AND TEAR | CONN | CONNECTED
HEATING COIL | HEATING COIL | LIGHTING | LIGHTING | EXPWT | EXPECTED WEAR AND TEAR | DISCONN | DISCONNECTED
HEATING COIL | HEATING COIL | LIGHTING | LIGHTING | EXPWT | EXPECTED WEAR AND TEAR | NOF | NO FAULT FOUND
HEATING COIL | HEATING COIL | LIGHTING | LIGHTING | EXPWT | EXPECTED WEAR AND TEAR | OTHER-R | OTHER REMEDY
HEATING COIL | HEATING COIL | LIGHTING | LIGHTING | EXPWT | EXPECTED WEAR AND TEAR | OVH | OVERHAULED/REBUILT/REFURBISHED
HEATING COIL | HEATING COIL | LIGHTING | LIGHTING | EXPWT | EXPECTED WEAR AND TEAR | REINS | REINSTALLED
HEATING COIL | HEATING COIL | LIGHTING | LIGHTING | EXPWT | EXPECTED WEAR AND TEAR | REMOVE | REMOVED
HEATING COIL | HEATING COIL | LIGHTING | LIGHTING | EXPWT | EXPECTED WEAR AND TEAR | REP | REPAIRED/RESTORED/ADJUSTED
HEATING COIL | HEATING COIL | LIGHTING | LIGHTING | EXPWT | EXPECTED WEAR AND TEAR | REWIRE | REWIRED
HEATING COIL | HEATING COIL | LIGHTING | LIGHTING | EXPWT | EXPECTED WEAR AND TEAR | RPL | REPLACED
HEATING COIL | HEATING COIL | LIGHTING | LIGHTING | FABGEN | FABRICATION/INSTALLATION RELATED | MOD | MODIFIED
HEATING COIL | HEATING COIL | LIGHTING | LIGHTING | FABGEN | FABRICATION/INSTALLATION RELATED | CLEAN | CLEANED
HEATING COIL | HEATING COIL | LIGHTING | LIGHTING | FABGEN | FABRICATION/INSTALLATION RELATED | CLOSE | SECURED/CLOSED
HEATING COIL | HEATING COIL | LIGHTING | LIGHTING | FABGEN | FABRICATION/INSTALLATION RELATED | CONN | CONNECTED
HEATING COIL | HEATING COIL | LIGHTING | LIGHTING | FABGEN | FABRICATION/INSTALLATION RELATED | DISCONN | DISCONNECTED
HEATING COIL | HEATING COIL | LIGHTING | LIGHTING | FABGEN | FABRICATION/INSTALLATION RELATED | NOF | NO FAULT FOUND
HEATING COIL | HEATING COIL | LIGHTING | LIGHTING | FABGEN | FABRICATION/INSTALLATION RELATED | OTHER-R | OTHER REMEDY
HEATING COIL | HEATING COIL | LIGHTING | LIGHTING | FABGEN | FABRICATION/INSTALLATION RELATED | OVH | OVERHAULED/REBUILT/REFURBISHED
HEATING COIL | HEATING COIL | LIGHTING | LIGHTING | FABGEN | FABRICATION/INSTALLATION RELATED | REINS | REINSTALLED
HEATING COIL | HEATING COIL | LIGHTING | LIGHTING | FABGEN | FABRICATION/INSTALLATION RELATED | REMOVE | REMOVED
HEATING COIL | HEATING COIL | LIGHTING | LIGHTING | FABGEN | FABRICATION/INSTALLATION RELATED | REP | REPAIRED/RESTORED/ADJUSTED
HEATING COIL | HEATING COIL | LIGHTING | LIGHTING | FABGEN | FABRICATION/INSTALLATION RELATED | REWIRE | REWIRED
HEATING COIL | HEATING COIL | LIGHTING | LIGHTING | FABGEN | FABRICATION/INSTALLATION RELATED | RPL | REPLACED
HEATING COIL | HEATING COIL | LIGHTING | LIGHTING | LOOSE | LOOSE/MISALIGNED | MOD | MODIFIED
HEATING COIL | HEATING COIL | LIGHTING | LIGHTING | LOOSE | LOOSE/MISALIGNED | CLEAN | CLEANED
HEATING COIL | HEATING COIL | LIGHTING | LIGHTING | LOOSE | LOOSE/MISALIGNED | CLOSE | SECURED/CLOSED
HEATING COIL | HEATING COIL | LIGHTING | LIGHTING | LOOSE | LOOSE/MISALIGNED | CONN | CONNECTED
HEATING COIL | HEATING COIL | LIGHTING | LIGHTING | LOOSE | LOOSE/MISALIGNED | DISCONN | DISCONNECTED
HEATING COIL | HEATING COIL | LIGHTING | LIGHTING | LOOSE | LOOSE/MISALIGNED | NOF | NO FAULT FOUND
HEATING COIL | HEATING COIL | LIGHTING | LIGHTING | LOOSE | LOOSE/MISALIGNED | OTHER-R | OTHER REMEDY
HEATING COIL | HEATING COIL | LIGHTING | LIGHTING | LOOSE | LOOSE/MISALIGNED | OVH | OVERHAULED/REBUILT/REFURBISHED
HEATING COIL | HEATING COIL | LIGHTING | LIGHTING | LOOSE | LOOSE/MISALIGNED | REINS | REINSTALLED
HEATING COIL | HEATING COIL | LIGHTING | LIGHTING | LOOSE | LOOSE/MISALIGNED | REMOVE | REMOVED
HEATING COIL | HEATING COIL | LIGHTING | LIGHTING | LOOSE | LOOSE/MISALIGNED | REP | REPAIRED/RESTORED/ADJUSTED
HEATING COIL | HEATING COIL | LIGHTING | LIGHTING | LOOSE | LOOSE/MISALIGNED | REWIRE | REWIRED
HEATING COIL | HEATING COIL | LIGHTING | LIGHTING | LOOSE | LOOSE/MISALIGNED | RPL | REPLACED
HEATING COIL | HEATING COIL | LIGHTING | LIGHTING | NOCAUSE | NO CAUSE FOUND | MOD | MODIFIED
HEATING COIL | HEATING COIL | LIGHTING | LIGHTING | NOCAUSE | NO CAUSE FOUND | CLEAN | CLEANED
HEATING COIL | HEATING COIL | LIGHTING | LIGHTING | NOCAUSE | NO CAUSE FOUND | CLOSE | SECURED/CLOSED
HEATING COIL | HEATING COIL | LIGHTING | LIGHTING | NOCAUSE | NO CAUSE FOUND | CONN | CONNECTED
HEATING COIL | HEATING COIL | LIGHTING | LIGHTING | NOCAUSE | NO CAUSE FOUND | DISCONN | DISCONNECTED
HEATING COIL | HEATING COIL | LIGHTING | LIGHTING | NOCAUSE | NO CAUSE FOUND | NOF | NO FAULT FOUND
HEATING COIL | HEATING COIL | LIGHTING | LIGHTING | NOCAUSE | NO CAUSE FOUND | OTHER-R | OTHER REMEDY
HEATING COIL | HEATING COIL | LIGHTING | LIGHTING | NOCAUSE | NO CAUSE FOUND | OVH | OVERHAULED/REBUILT/REFURBISHED
HEATING COIL | HEATING COIL | LIGHTING | LIGHTING | NOCAUSE | NO CAUSE FOUND | REINS | REINSTALLED
HEATING COIL | HEATING COIL | LIGHTING | LIGHTING | NOCAUSE | NO CAUSE FOUND | REMOVE | REMOVED
HEATING COIL | HEATING COIL | LIGHTING | LIGHTING | NOCAUSE | NO CAUSE FOUND | REP | REPAIRED/RESTORED/ADJUSTED
HEATING COIL | HEATING COIL | LIGHTING | LIGHTING | NOCAUSE | NO CAUSE FOUND | REWIRE | REWIRED
HEATING COIL | HEATING COIL | LIGHTING | LIGHTING | NOCAUSE | NO CAUSE FOUND | RPL | REPLACED
HEATING COIL | HEATING COIL | LIGHTING | LIGHTING | OPSERRMTCERR | OPERATIONS/MAINTENANCE RELATED | MOD | MODIFIED
HEATING COIL | HEATING COIL | LIGHTING | LIGHTING | OPSERRMTCERR | OPERATIONS/MAINTENANCE RELATED | CLEAN | CLEANED
HEATING COIL | HEATING COIL | LIGHTING | LIGHTING | OPSERRMTCERR | OPERATIONS/MAINTENANCE RELATED | CLOSE | SECURED/CLOSED
HEATING COIL | HEATING COIL | LIGHTING | LIGHTING | OPSERRMTCERR | OPERATIONS/MAINTENANCE RELATED | CONN | CONNECTED
HEATING COIL | HEATING COIL | LIGHTING | LIGHTING | OPSERRMTCERR | OPERATIONS/MAINTENANCE RELATED | DISCONN | DISCONNECTED
HEATING COIL | HEATING COIL | LIGHTING | LIGHTING | OPSERRMTCERR | OPERATIONS/MAINTENANCE RELATED | NOF | NO FAULT FOUND
HEATING COIL | HEATING COIL | LIGHTING | LIGHTING | OPSERRMTCERR | OPERATIONS/MAINTENANCE RELATED | OTHER-R | OTHER REMEDY
HEATING COIL | HEATING COIL | LIGHTING | LIGHTING | OPSERRMTCERR | OPERATIONS/MAINTENANCE RELATED | OVH | OVERHAULED/REBUILT/REFURBISHED
HEATING COIL | HEATING COIL | LIGHTING | LIGHTING | OPSERRMTCERR | OPERATIONS/MAINTENANCE RELATED | REINS | REINSTALLED
HEATING COIL | HEATING COIL | LIGHTING | LIGHTING | OPSERRMTCERR | OPERATIONS/MAINTENANCE RELATED | REMOVE | REMOVED
HEATING COIL | HEATING COIL | LIGHTING | LIGHTING | OPSERRMTCERR | OPERATIONS/MAINTENANCE RELATED | REP | REPAIRED/RESTORED/ADJUSTED
HEATING COIL | HEATING COIL | LIGHTING | LIGHTING | OPSERRMTCERR | OPERATIONS/MAINTENANCE RELATED | REWIRE | REWIRED
HEATING COIL | HEATING COIL | LIGHTING | LIGHTING | OPSERRMTCERR | OPERATIONS/MAINTENANCE RELATED | RPL | REPLACED
HEATING COIL | HEATING COIL | LIGHTING | LIGHTING | OTHER-C | OTHER CAUSE | MOD | MODIFIED
HEATING COIL | HEATING COIL | LIGHTING | LIGHTING | OTHER-C | OTHER CAUSE | CLEAN | CLEANED
HEATING COIL | HEATING COIL | LIGHTING | LIGHTING | OTHER-C | OTHER CAUSE | CLOSE | SECURED/CLOSED
HEATING COIL | HEATING COIL | LIGHTING | LIGHTING | OTHER-C | OTHER CAUSE | CONN | CONNECTED
HEATING COIL | HEATING COIL | LIGHTING | LIGHTING | OTHER-C | OTHER CAUSE | DISCONN | DISCONNECTED
HEATING COIL | HEATING COIL | LIGHTING | LIGHTING | OTHER-C | OTHER CAUSE | NOF | NO FAULT FOUND
HEATING COIL | HEATING COIL | LIGHTING | LIGHTING | OTHER-C | OTHER CAUSE | OTHER-R | OTHER REMEDY
HEATING COIL | HEATING COIL | LIGHTING | LIGHTING | OTHER-C | OTHER CAUSE | OVH | OVERHAULED/REBUILT/REFURBISHED
HEATING COIL | HEATING COIL | LIGHTING | LIGHTING | OTHER-C | OTHER CAUSE | REINS | REINSTALLED
HEATING COIL | HEATING COIL | LIGHTING | LIGHTING | OTHER-C | OTHER CAUSE | REMOVE | REMOVED
HEATING COIL | HEATING COIL | LIGHTING | LIGHTING | OTHER-C | OTHER CAUSE | REP | REPAIRED/RESTORED/ADJUSTED
HEATING COIL | HEATING COIL | LIGHTING | LIGHTING | OTHER-C | OTHER CAUSE | REWIRE | REWIRED
HEATING COIL | HEATING COIL | LIGHTING | LIGHTING | OTHER-C | OTHER CAUSE | RPL | REPLACED
HEATING COIL | HEATING COIL | LIGHTING | LIGHTING | POWERSUP | POWER SUPPLY | MOD | MODIFIED
HEATING COIL | HEATING COIL | LIGHTING | LIGHTING | POWERSUP | POWER SUPPLY | CLEAN | CLEANED
HEATING COIL | HEATING COIL | LIGHTING | LIGHTING | POWERSUP | POWER SUPPLY | CLOSE | SECURED/CLOSED
HEATING COIL | HEATING COIL | LIGHTING | LIGHTING | POWERSUP | POWER SUPPLY | CONN | CONNECTED
HEATING COIL | HEATING COIL | LIGHTING | LIGHTING | POWERSUP | POWER SUPPLY | DISCONN | DISCONNECTED
HEATING COIL | HEATING COIL | LIGHTING | LIGHTING | POWERSUP | POWER SUPPLY | NOF | NO FAULT FOUND
HEATING COIL | HEATING COIL | LIGHTING | LIGHTING | POWERSUP | POWER SUPPLY | OTHER-R | OTHER REMEDY
HEATING COIL | HEATING COIL | LIGHTING | LIGHTING | POWERSUP | POWER SUPPLY | OVH | OVERHAULED/REBUILT/REFURBISHED
HEATING COIL | HEATING COIL | LIGHTING | LIGHTING | POWERSUP | POWER SUPPLY | REINS | REINSTALLED
HEATING COIL | HEATING COIL | LIGHTING | LIGHTING | POWERSUP | POWER SUPPLY | REMOVE | REMOVED
HEATING COIL | HEATING COIL | LIGHTING | LIGHTING | POWERSUP | POWER SUPPLY | REP | REPAIRED/RESTORED/ADJUSTED
HEATING COIL | HEATING COIL | LIGHTING | LIGHTING | POWERSUP | POWER SUPPLY | REWIRE | REWIRED
HEATING COIL | HEATING COIL | LIGHTING | LIGHTING | POWERSUP | POWER SUPPLY | RPL | REPLACED
HEATING COIL | HEATING COIL | OHE | OVERHEATING | BREAKTRP | BREAKER TRIP | MOD | MODIFIED
HEATING COIL | HEATING COIL | OHE | OVERHEATING | BREAKTRP | BREAKER TRIP | CLEAN | CLEANED
HEATING COIL | HEATING COIL | OHE | OVERHEATING | BREAKTRP | BREAKER TRIP | CLOSE | SECURED/CLOSED
HEATING COIL | HEATING COIL | OHE | OVERHEATING | BREAKTRP | BREAKER TRIP | CONN | CONNECTED
HEATING COIL | HEATING COIL | OHE | OVERHEATING | BREAKTRP | BREAKER TRIP | DISCONN | DISCONNECTED
HEATING COIL | HEATING COIL | OHE | OVERHEATING | BREAKTRP | BREAKER TRIP | NOF | NO FAULT FOUND
HEATING COIL | HEATING COIL | OHE | OVERHEATING | BREAKTRP | BREAKER TRIP | OTHER-R | OTHER REMEDY
HEATING COIL | HEATING COIL | OHE | OVERHEATING | BREAKTRP | BREAKER TRIP | OVH | OVERHAULED/REBUILT/REFURBISHED
HEATING COIL | HEATING COIL | OHE | OVERHEATING | BREAKTRP | BREAKER TRIP | REINS | REINSTALLED
HEATING COIL | HEATING COIL | OHE | OVERHEATING | BREAKTRP | BREAKER TRIP | REMOVE | REMOVED
HEATING COIL | HEATING COIL | OHE | OVERHEATING | BREAKTRP | BREAKER TRIP | REP | REPAIRED/RESTORED/ADJUSTED
HEATING COIL | HEATING COIL | OHE | OVERHEATING | BREAKTRP | BREAKER TRIP | REWIRE | REWIRED
HEATING COIL | HEATING COIL | OHE | OVERHEATING | BREAKTRP | BREAKER TRIP | RPL | REPLACED
HEATING COIL | HEATING COIL | OHE | OVERHEATING | CORROSION | RUST/CORROSION | MOD | MODIFIED
HEATING COIL | HEATING COIL | OHE | OVERHEATING | CORROSION | RUST/CORROSION | CLEAN | CLEANED
HEATING COIL | HEATING COIL | OHE | OVERHEATING | CORROSION | RUST/CORROSION | CLOSE | SECURED/CLOSED
HEATING COIL | HEATING COIL | OHE | OVERHEATING | CORROSION | RUST/CORROSION | CONN | CONNECTED
HEATING COIL | HEATING COIL | OHE | OVERHEATING | CORROSION | RUST/CORROSION | DISCONN | DISCONNECTED
HEATING COIL | HEATING COIL | OHE | OVERHEATING | CORROSION | RUST/CORROSION | NOF | NO FAULT FOUND
HEATING COIL | HEATING COIL | OHE | OVERHEATING | CORROSION | RUST/CORROSION | OTHER-R | OTHER REMEDY
HEATING COIL | HEATING COIL | OHE | OVERHEATING | CORROSION | RUST/CORROSION | OVH | OVERHAULED/REBUILT/REFURBISHED
HEATING COIL | HEATING COIL | OHE | OVERHEATING | CORROSION | RUST/CORROSION | REINS | REINSTALLED
HEATING COIL | HEATING COIL | OHE | OVERHEATING | CORROSION | RUST/CORROSION | REMOVE | REMOVED
HEATING COIL | HEATING COIL | OHE | OVERHEATING | CORROSION | RUST/CORROSION | REP | REPAIRED/RESTORED/ADJUSTED
HEATING COIL | HEATING COIL | OHE | OVERHEATING | CORROSION | RUST/CORROSION | REWIRE | REWIRED
HEATING COIL | HEATING COIL | OHE | OVERHEATING | CORROSION | RUST/CORROSION | RPL | REPLACED
HEATING COIL | HEATING COIL | OHE | OVERHEATING | DAMAGE | DAMAGED/BROKEN | MOD | MODIFIED
HEATING COIL | HEATING COIL | OHE | OVERHEATING | DAMAGE | DAMAGED/BROKEN | CLEAN | CLEANED
HEATING COIL | HEATING COIL | OHE | OVERHEATING | DAMAGE | DAMAGED/BROKEN | CLOSE | SECURED/CLOSED
HEATING COIL | HEATING COIL | OHE | OVERHEATING | DAMAGE | DAMAGED/BROKEN | CONN | CONNECTED
HEATING COIL | HEATING COIL | OHE | OVERHEATING | DAMAGE | DAMAGED/BROKEN | DISCONN | DISCONNECTED
HEATING COIL | HEATING COIL | OHE | OVERHEATING | DAMAGE | DAMAGED/BROKEN | NOF | NO FAULT FOUND
HEATING COIL | HEATING COIL | OHE | OVERHEATING | DAMAGE | DAMAGED/BROKEN | OTHER-R | OTHER REMEDY
HEATING COIL | HEATING COIL | OHE | OVERHEATING | DAMAGE | DAMAGED/BROKEN | OVH | OVERHAULED/REBUILT/REFURBISHED
HEATING COIL | HEATING COIL | OHE | OVERHEATING | DAMAGE | DAMAGED/BROKEN | REINS | REINSTALLED
HEATING COIL | HEATING COIL | OHE | OVERHEATING | DAMAGE | DAMAGED/BROKEN | REMOVE | REMOVED
HEATING COIL | HEATING COIL | OHE | OVERHEATING | DAMAGE | DAMAGED/BROKEN | REP | REPAIRED/RESTORED/ADJUSTED
HEATING COIL | HEATING COIL | OHE | OVERHEATING | DAMAGE | DAMAGED/BROKEN | REWIRE | REWIRED
HEATING COIL | HEATING COIL | OHE | OVERHEATING | DAMAGE | DAMAGED/BROKEN | RPL | REPLACED
HEATING COIL | HEATING COIL | OHE | OVERHEATING | DESGEN | DESIGN RELATED | MOD | MODIFIED
HEATING COIL | HEATING COIL | OHE | OVERHEATING | DESGEN | DESIGN RELATED | CLEAN | CLEANED
HEATING COIL | HEATING COIL | OHE | OVERHEATING | DESGEN | DESIGN RELATED | CLOSE | SECURED/CLOSED
HEATING COIL | HEATING COIL | OHE | OVERHEATING | DESGEN | DESIGN RELATED | CONN | CONNECTED
HEATING COIL | HEATING COIL | OHE | OVERHEATING | DESGEN | DESIGN RELATED | DISCONN | DISCONNECTED
HEATING COIL | HEATING COIL | OHE | OVERHEATING | DESGEN | DESIGN RELATED | NOF | NO FAULT FOUND
HEATING COIL | HEATING COIL | OHE | OVERHEATING | DESGEN | DESIGN RELATED | OTHER-R | OTHER REMEDY
HEATING COIL | HEATING COIL | OHE | OVERHEATING | DESGEN | DESIGN RELATED | OVH | OVERHAULED/REBUILT/REFURBISHED
HEATING COIL | HEATING COIL | OHE | OVERHEATING | DESGEN | DESIGN RELATED | REINS | REINSTALLED
HEATING COIL | HEATING COIL | OHE | OVERHEATING | DESGEN | DESIGN RELATED | REMOVE | REMOVED
HEATING COIL | HEATING COIL | OHE | OVERHEATING | DESGEN | DESIGN RELATED | REP | REPAIRED/RESTORED/ADJUSTED
HEATING COIL | HEATING COIL | OHE | OVERHEATING | DESGEN | DESIGN RELATED | REWIRE | REWIRED
HEATING COIL | HEATING COIL | OHE | OVERHEATING | DESGEN | DESIGN RELATED | RPL | REPLACED
HEATING COIL | HEATING COIL | OHE | OVERHEATING | DIRTY | DIRTY | MOD | MODIFIED
HEATING COIL | HEATING COIL | OHE | OVERHEATING | DIRTY | DIRTY | CLEAN | CLEANED
HEATING COIL | HEATING COIL | OHE | OVERHEATING | DIRTY | DIRTY | CLOSE | SECURED/CLOSED
HEATING COIL | HEATING COIL | OHE | OVERHEATING | DIRTY | DIRTY | CONN | CONNECTED
HEATING COIL | HEATING COIL | OHE | OVERHEATING | DIRTY | DIRTY | DISCONN | DISCONNECTED
HEATING COIL | HEATING COIL | OHE | OVERHEATING | DIRTY | DIRTY | NOF | NO FAULT FOUND
HEATING COIL | HEATING COIL | OHE | OVERHEATING | DIRTY | DIRTY | OTHER-R | OTHER REMEDY
HEATING COIL | HEATING COIL | OHE | OVERHEATING | DIRTY | DIRTY | OVH | OVERHAULED/REBUILT/REFURBISHED
HEATING COIL | HEATING COIL | OHE | OVERHEATING | DIRTY | DIRTY | REINS | REINSTALLED
HEATING COIL | HEATING COIL | OHE | OVERHEATING | DIRTY | DIRTY | REMOVE | REMOVED
HEATING COIL | HEATING COIL | OHE | OVERHEATING | DIRTY | DIRTY | REP | REPAIRED/RESTORED/ADJUSTED
HEATING COIL | HEATING COIL | OHE | OVERHEATING | DIRTY | DIRTY | REWIRE | REWIRED
HEATING COIL | HEATING COIL | OHE | OVERHEATING | DIRTY | DIRTY | RPL | REPLACED
HEATING COIL | HEATING COIL | OHE | OVERHEATING | EXPWT | EXPECTED WEAR AND TEAR | MOD | MODIFIED
HEATING COIL | HEATING COIL | OHE | OVERHEATING | EXPWT | EXPECTED WEAR AND TEAR | CLEAN | CLEANED
HEATING COIL | HEATING COIL | OHE | OVERHEATING | EXPWT | EXPECTED WEAR AND TEAR | CLOSE | SECURED/CLOSED
HEATING COIL | HEATING COIL | OHE | OVERHEATING | EXPWT | EXPECTED WEAR AND TEAR | CONN | CONNECTED
HEATING COIL | HEATING COIL | OHE | OVERHEATING | EXPWT | EXPECTED WEAR AND TEAR | DISCONN | DISCONNECTED
HEATING COIL | HEATING COIL | OHE | OVERHEATING | EXPWT | EXPECTED WEAR AND TEAR | NOF | NO FAULT FOUND
HEATING COIL | HEATING COIL | OHE | OVERHEATING | EXPWT | EXPECTED WEAR AND TEAR | OTHER-R | OTHER REMEDY
HEATING COIL | HEATING COIL | OHE | OVERHEATING | EXPWT | EXPECTED WEAR AND TEAR | OVH | OVERHAULED/REBUILT/REFURBISHED
HEATING COIL | HEATING COIL | OHE | OVERHEATING | EXPWT | EXPECTED WEAR AND TEAR | REINS | REINSTALLED
HEATING COIL | HEATING COIL | OHE | OVERHEATING | EXPWT | EXPECTED WEAR AND TEAR | REMOVE | REMOVED
HEATING COIL | HEATING COIL | OHE | OVERHEATING | EXPWT | EXPECTED WEAR AND TEAR | REP | REPAIRED/RESTORED/ADJUSTED
HEATING COIL | HEATING COIL | OHE | OVERHEATING | EXPWT | EXPECTED WEAR AND TEAR | REWIRE | REWIRED
HEATING COIL | HEATING COIL | OHE | OVERHEATING | EXPWT | EXPECTED WEAR AND TEAR | RPL | REPLACED
HEATING COIL | HEATING COIL | OHE | OVERHEATING | FABGEN | FABRICATION/INSTALLATION RELATED | MOD | MODIFIED
HEATING COIL | HEATING COIL | OHE | OVERHEATING | FABGEN | FABRICATION/INSTALLATION RELATED | CLEAN | CLEANED
HEATING COIL | HEATING COIL | OHE | OVERHEATING | FABGEN | FABRICATION/INSTALLATION RELATED | CLOSE | SECURED/CLOSED
HEATING COIL | HEATING COIL | OHE | OVERHEATING | FABGEN | FABRICATION/INSTALLATION RELATED | CONN | CONNECTED
HEATING COIL | HEATING COIL | OHE | OVERHEATING | FABGEN | FABRICATION/INSTALLATION RELATED | DISCONN | DISCONNECTED
HEATING COIL | HEATING COIL | OHE | OVERHEATING | FABGEN | FABRICATION/INSTALLATION RELATED | NOF | NO FAULT FOUND
HEATING COIL | HEATING COIL | OHE | OVERHEATING | FABGEN | FABRICATION/INSTALLATION RELATED | OTHER-R | OTHER REMEDY
HEATING COIL | HEATING COIL | OHE | OVERHEATING | FABGEN | FABRICATION/INSTALLATION RELATED | OVH | OVERHAULED/REBUILT/REFURBISHED
HEATING COIL | HEATING COIL | OHE | OVERHEATING | FABGEN | FABRICATION/INSTALLATION RELATED | REINS | REINSTALLED
HEATING COIL | HEATING COIL | OHE | OVERHEATING | FABGEN | FABRICATION/INSTALLATION RELATED | REMOVE | REMOVED
HEATING COIL | HEATING COIL | OHE | OVERHEATING | FABGEN | FABRICATION/INSTALLATION RELATED | REP | REPAIRED/RESTORED/ADJUSTED
HEATING COIL | HEATING COIL | OHE | OVERHEATING | FABGEN | FABRICATION/INSTALLATION RELATED | REWIRE | REWIRED
HEATING COIL | HEATING COIL | OHE | OVERHEATING | FABGEN | FABRICATION/INSTALLATION RELATED | RPL | REPLACED
HEATING COIL | HEATING COIL | OHE | OVERHEATING | LOOSE | LOOSE/MISALIGNED | MOD | MODIFIED
HEATING COIL | HEATING COIL | OHE | OVERHEATING | LOOSE | LOOSE/MISALIGNED | CLEAN | CLEANED
HEATING COIL | HEATING COIL | OHE | OVERHEATING | LOOSE | LOOSE/MISALIGNED | CLOSE | SECURED/CLOSED
HEATING COIL | HEATING COIL | OHE | OVERHEATING | LOOSE | LOOSE/MISALIGNED | CONN | CONNECTED
HEATING COIL | HEATING COIL | OHE | OVERHEATING | LOOSE | LOOSE/MISALIGNED | DISCONN | DISCONNECTED
HEATING COIL | HEATING COIL | OHE | OVERHEATING | LOOSE | LOOSE/MISALIGNED | NOF | NO FAULT FOUND
HEATING COIL | HEATING COIL | OHE | OVERHEATING | LOOSE | LOOSE/MISALIGNED | OTHER-R | OTHER REMEDY
HEATING COIL | HEATING COIL | OHE | OVERHEATING | LOOSE | LOOSE/MISALIGNED | OVH | OVERHAULED/REBUILT/REFURBISHED
HEATING COIL | HEATING COIL | OHE | OVERHEATING | LOOSE | LOOSE/MISALIGNED | REINS | REINSTALLED
HEATING COIL | HEATING COIL | OHE | OVERHEATING | LOOSE | LOOSE/MISALIGNED | REMOVE | REMOVED
HEATING COIL | HEATING COIL | OHE | OVERHEATING | LOOSE | LOOSE/MISALIGNED | REP | REPAIRED/RESTORED/ADJUSTED
HEATING COIL | HEATING COIL | OHE | OVERHEATING | LOOSE | LOOSE/MISALIGNED | REWIRE | REWIRED
HEATING COIL | HEATING COIL | OHE | OVERHEATING | LOOSE | LOOSE/MISALIGNED | RPL | REPLACED
HEATING COIL | HEATING COIL | OHE | OVERHEATING | NOCAUSE | NO CAUSE FOUND | MOD | MODIFIED
HEATING COIL | HEATING COIL | OHE | OVERHEATING | NOCAUSE | NO CAUSE FOUND | CLEAN | CLEANED
HEATING COIL | HEATING COIL | OHE | OVERHEATING | NOCAUSE | NO CAUSE FOUND | CLOSE | SECURED/CLOSED
HEATING COIL | HEATING COIL | OHE | OVERHEATING | NOCAUSE | NO CAUSE FOUND | CONN | CONNECTED
HEATING COIL | HEATING COIL | OHE | OVERHEATING | NOCAUSE | NO CAUSE FOUND | DISCONN | DISCONNECTED
HEATING COIL | HEATING COIL | OHE | OVERHEATING | NOCAUSE | NO CAUSE FOUND | NOF | NO FAULT FOUND
HEATING COIL | HEATING COIL | OHE | OVERHEATING | NOCAUSE | NO CAUSE FOUND | OTHER-R | OTHER REMEDY
HEATING COIL | HEATING COIL | OHE | OVERHEATING | NOCAUSE | NO CAUSE FOUND | OVH | OVERHAULED/REBUILT/REFURBISHED
HEATING COIL | HEATING COIL | OHE | OVERHEATING | NOCAUSE | NO CAUSE FOUND | REINS | REINSTALLED
HEATING COIL | HEATING COIL | OHE | OVERHEATING | NOCAUSE | NO CAUSE FOUND | REMOVE | REMOVED
HEATING COIL | HEATING COIL | OHE | OVERHEATING | NOCAUSE | NO CAUSE FOUND | REP | REPAIRED/RESTORED/ADJUSTED
HEATING COIL | HEATING COIL | OHE | OVERHEATING | NOCAUSE | NO CAUSE FOUND | REWIRE | REWIRED
HEATING COIL | HEATING COIL | OHE | OVERHEATING | NOCAUSE | NO CAUSE FOUND | RPL | REPLACED
HEATING COIL | HEATING COIL | OHE | OVERHEATING | OPSERRMTCERR | OPERATIONS/MAINTENANCE RELATED | MOD | MODIFIED
HEATING COIL | HEATING COIL | OHE | OVERHEATING | OPSERRMTCERR | OPERATIONS/MAINTENANCE RELATED | CLEAN | CLEANED
HEATING COIL | HEATING COIL | OHE | OVERHEATING | OPSERRMTCERR | OPERATIONS/MAINTENANCE RELATED | CLOSE | SECURED/CLOSED
HEATING COIL | HEATING COIL | OHE | OVERHEATING | OPSERRMTCERR | OPERATIONS/MAINTENANCE RELATED | CONN | CONNECTED
HEATING COIL | HEATING COIL | OHE | OVERHEATING | OPSERRMTCERR | OPERATIONS/MAINTENANCE RELATED | DISCONN | DISCONNECTED
HEATING COIL | HEATING COIL | OHE | OVERHEATING | OPSERRMTCERR | OPERATIONS/MAINTENANCE RELATED | NOF | NO FAULT FOUND
HEATING COIL | HEATING COIL | OHE | OVERHEATING | OPSERRMTCERR | OPERATIONS/MAINTENANCE RELATED | OTHER-R | OTHER REMEDY
HEATING COIL | HEATING COIL | OHE | OVERHEATING | OPSERRMTCERR | OPERATIONS/MAINTENANCE RELATED | OVH | OVERHAULED/REBUILT/REFURBISHED
HEATING COIL | HEATING COIL | OHE | OVERHEATING | OPSERRMTCERR | OPERATIONS/MAINTENANCE RELATED | REINS | REINSTALLED
HEATING COIL | HEATING COIL | OHE | OVERHEATING | OPSERRMTCERR | OPERATIONS/MAINTENANCE RELATED | REMOVE | REMOVED
HEATING COIL | HEATING COIL | OHE | OVERHEATING | OPSERRMTCERR | OPERATIONS/MAINTENANCE RELATED | REP | REPAIRED/RESTORED/ADJUSTED
HEATING COIL | HEATING COIL | OHE | OVERHEATING | OPSERRMTCERR | OPERATIONS/MAINTENANCE RELATED | REWIRE | REWIRED
HEATING COIL | HEATING COIL | OHE | OVERHEATING | OPSERRMTCERR | OPERATIONS/MAINTENANCE RELATED | RPL | REPLACED
HEATING COIL | HEATING COIL | OHE | OVERHEATING | OTHER-C | OTHER CAUSE | MOD | MODIFIED
HEATING COIL | HEATING COIL | OHE | OVERHEATING | OTHER-C | OTHER CAUSE | CLEAN | CLEANED
HEATING COIL | HEATING COIL | OHE | OVERHEATING | OTHER-C | OTHER CAUSE | CLOSE | SECURED/CLOSED
HEATING COIL | HEATING COIL | OHE | OVERHEATING | OTHER-C | OTHER CAUSE | CONN | CONNECTED
HEATING COIL | HEATING COIL | OHE | OVERHEATING | OTHER-C | OTHER CAUSE | DISCONN | DISCONNECTED
HEATING COIL | HEATING COIL | OHE | OVERHEATING | OTHER-C | OTHER CAUSE | NOF | NO FAULT FOUND
HEATING COIL | HEATING COIL | OHE | OVERHEATING | OTHER-C | OTHER CAUSE | OTHER-R | OTHER REMEDY
HEATING COIL | HEATING COIL | OHE | OVERHEATING | OTHER-C | OTHER CAUSE | OVH | OVERHAULED/REBUILT/REFURBISHED
HEATING COIL | HEATING COIL | OHE | OVERHEATING | OTHER-C | OTHER CAUSE | REINS | REINSTALLED
HEATING COIL | HEATING COIL | OHE | OVERHEATING | OTHER-C | OTHER CAUSE | REMOVE | REMOVED
HEATING COIL | HEATING COIL | OHE | OVERHEATING | OTHER-C | OTHER CAUSE | REP | REPAIRED/RESTORED/ADJUSTED
HEATING COIL | HEATING COIL | OHE | OVERHEATING | OTHER-C | OTHER CAUSE | REWIRE | REWIRED
HEATING COIL | HEATING COIL | OHE | OVERHEATING | OTHER-C | OTHER CAUSE | RPL | REPLACED
HEATING COIL | HEATING COIL | OHE | OVERHEATING | POWERSUP | POWER SUPPLY | MOD | MODIFIED
HEATING COIL | HEATING COIL | OHE | OVERHEATING | POWERSUP | POWER SUPPLY | CLEAN | CLEANED
HEATING COIL | HEATING COIL | OHE | OVERHEATING | POWERSUP | POWER SUPPLY | CLOSE | SECURED/CLOSED
HEATING COIL | HEATING COIL | OHE | OVERHEATING | POWERSUP | POWER SUPPLY | CONN | CONNECTED
HEATING COIL | HEATING COIL | OHE | OVERHEATING | POWERSUP | POWER SUPPLY | DISCONN | DISCONNECTED
HEATING COIL | HEATING COIL | OHE | OVERHEATING | POWERSUP | POWER SUPPLY | NOF | NO FAULT FOUND
HEATING COIL | HEATING COIL | OHE | OVERHEATING | POWERSUP | POWER SUPPLY | OTHER-R | OTHER REMEDY
HEATING COIL | HEATING COIL | OHE | OVERHEATING | POWERSUP | POWER SUPPLY | OVH | OVERHAULED/REBUILT/REFURBISHED
HEATING COIL | HEATING COIL | OHE | OVERHEATING | POWERSUP | POWER SUPPLY | REINS | REINSTALLED
HEATING COIL | HEATING COIL | OHE | OVERHEATING | POWERSUP | POWER SUPPLY | REMOVE | REMOVED
HEATING COIL | HEATING COIL | OHE | OVERHEATING | POWERSUP | POWER SUPPLY | REP | REPAIRED/RESTORED/ADJUSTED
HEATING COIL | HEATING COIL | OHE | OVERHEATING | POWERSUP | POWER SUPPLY | REWIRE | REWIRED
HEATING COIL | HEATING COIL | OHE | OVERHEATING | POWERSUP | POWER SUPPLY | RPL | REPLACED
HEATING COIL | HEATING COIL | OPS | STOPPED/SLOWED/POOR OPS | BREAKTRP | BREAKER TRIP | MOD | MODIFIED
HEATING COIL | HEATING COIL | OPS | STOPPED/SLOWED/POOR OPS | BREAKTRP | BREAKER TRIP | CLEAN | CLEANED
HEATING COIL | HEATING COIL | OPS | STOPPED/SLOWED/POOR OPS | BREAKTRP | BREAKER TRIP | CLOSE | SECURED/CLOSED
HEATING COIL | HEATING COIL | OPS | STOPPED/SLOWED/POOR OPS | BREAKTRP | BREAKER TRIP | CONN | CONNECTED
HEATING COIL | HEATING COIL | OPS | STOPPED/SLOWED/POOR OPS | BREAKTRP | BREAKER TRIP | DISCONN | DISCONNECTED
HEATING COIL | HEATING COIL | OPS | STOPPED/SLOWED/POOR OPS | BREAKTRP | BREAKER TRIP | NOF | NO FAULT FOUND
HEATING COIL | HEATING COIL | OPS | STOPPED/SLOWED/POOR OPS | BREAKTRP | BREAKER TRIP | OTHER-R | OTHER REMEDY
HEATING COIL | HEATING COIL | OPS | STOPPED/SLOWED/POOR OPS | BREAKTRP | BREAKER TRIP | OVH | OVERHAULED/REBUILT/REFURBISHED
HEATING COIL | HEATING COIL | OPS | STOPPED/SLOWED/POOR OPS | BREAKTRP | BREAKER TRIP | REINS | REINSTALLED
HEATING COIL | HEATING COIL | OPS | STOPPED/SLOWED/POOR OPS | BREAKTRP | BREAKER TRIP | REMOVE | REMOVED
HEATING COIL | HEATING COIL | OPS | STOPPED/SLOWED/POOR OPS | BREAKTRP | BREAKER TRIP | REP | REPAIRED/RESTORED/ADJUSTED
HEATING COIL | HEATING COIL | OPS | STOPPED/SLOWED/POOR OPS | BREAKTRP | BREAKER TRIP | REWIRE | REWIRED
HEATING COIL | HEATING COIL | OPS | STOPPED/SLOWED/POOR OPS | BREAKTRP | BREAKER TRIP | RPL | REPLACED
HEATING COIL | HEATING COIL | OPS | STOPPED/SLOWED/POOR OPS | CORROSION | RUST/CORROSION | MOD | MODIFIED
HEATING COIL | HEATING COIL | OPS | STOPPED/SLOWED/POOR OPS | CORROSION | RUST/CORROSION | CLEAN | CLEANED
HEATING COIL | HEATING COIL | OPS | STOPPED/SLOWED/POOR OPS | CORROSION | RUST/CORROSION | CLOSE | SECURED/CLOSED
HEATING COIL | HEATING COIL | OPS | STOPPED/SLOWED/POOR OPS | CORROSION | RUST/CORROSION | CONN | CONNECTED
HEATING COIL | HEATING COIL | OPS | STOPPED/SLOWED/POOR OPS | CORROSION | RUST/CORROSION | DISCONN | DISCONNECTED
HEATING COIL | HEATING COIL | OPS | STOPPED/SLOWED/POOR OPS | CORROSION | RUST/CORROSION | NOF | NO FAULT FOUND
HEATING COIL | HEATING COIL | OPS | STOPPED/SLOWED/POOR OPS | CORROSION | RUST/CORROSION | OTHER-R | OTHER REMEDY
HEATING COIL | HEATING COIL | OPS | STOPPED/SLOWED/POOR OPS | CORROSION | RUST/CORROSION | OVH | OVERHAULED/REBUILT/REFURBISHED
HEATING COIL | HEATING COIL | OPS | STOPPED/SLOWED/POOR OPS | CORROSION | RUST/CORROSION | REINS | REINSTALLED
HEATING COIL | HEATING COIL | OPS | STOPPED/SLOWED/POOR OPS | CORROSION | RUST/CORROSION | REMOVE | REMOVED
HEATING COIL | HEATING COIL | OPS | STOPPED/SLOWED/POOR OPS | CORROSION | RUST/CORROSION | REP | REPAIRED/RESTORED/ADJUSTED
HEATING COIL | HEATING COIL | OPS | STOPPED/SLOWED/POOR OPS | CORROSION | RUST/CORROSION | REWIRE | REWIRED
HEATING COIL | HEATING COIL | OPS | STOPPED/SLOWED/POOR OPS | CORROSION | RUST/CORROSION | RPL | REPLACED
HEATING COIL | HEATING COIL | OPS | STOPPED/SLOWED/POOR OPS | DAMAGE | DAMAGED/BROKEN | MOD | MODIFIED
HEATING COIL | HEATING COIL | OPS | STOPPED/SLOWED/POOR OPS | DAMAGE | DAMAGED/BROKEN | CLEAN | CLEANED
HEATING COIL | HEATING COIL | OPS | STOPPED/SLOWED/POOR OPS | DAMAGE | DAMAGED/BROKEN | CLOSE | SECURED/CLOSED
HEATING COIL | HEATING COIL | OPS | STOPPED/SLOWED/POOR OPS | DAMAGE | DAMAGED/BROKEN | CONN | CONNECTED
HEATING COIL | HEATING COIL | OPS | STOPPED/SLOWED/POOR OPS | DAMAGE | DAMAGED/BROKEN | DISCONN | DISCONNECTED
HEATING COIL | HEATING COIL | OPS | STOPPED/SLOWED/POOR OPS | DAMAGE | DAMAGED/BROKEN | NOF | NO FAULT FOUND
HEATING COIL | HEATING COIL | OPS | STOPPED/SLOWED/POOR OPS | DAMAGE | DAMAGED/BROKEN | OTHER-R | OTHER REMEDY
HEATING COIL | HEATING COIL | OPS | STOPPED/SLOWED/POOR OPS | DAMAGE | DAMAGED/BROKEN | OVH | OVERHAULED/REBUILT/REFURBISHED
HEATING COIL | HEATING COIL | OPS | STOPPED/SLOWED/POOR OPS | DAMAGE | DAMAGED/BROKEN | REINS | REINSTALLED
HEATING COIL | HEATING COIL | OPS | STOPPED/SLOWED/POOR OPS | DAMAGE | DAMAGED/BROKEN | REMOVE | REMOVED
HEATING COIL | HEATING COIL | OPS | STOPPED/SLOWED/POOR OPS | DAMAGE | DAMAGED/BROKEN | REP | REPAIRED/RESTORED/ADJUSTED
HEATING COIL | HEATING COIL | OPS | STOPPED/SLOWED/POOR OPS | DAMAGE | DAMAGED/BROKEN | REWIRE | REWIRED
HEATING COIL | HEATING COIL | OPS | STOPPED/SLOWED/POOR OPS | DAMAGE | DAMAGED/BROKEN | RPL | REPLACED
HEATING COIL | HEATING COIL | OPS | STOPPED/SLOWED/POOR OPS | DESGEN | DESIGN RELATED | MOD | MODIFIED
HEATING COIL | HEATING COIL | OPS | STOPPED/SLOWED/POOR OPS | DESGEN | DESIGN RELATED | CLEAN | CLEANED
HEATING COIL | HEATING COIL | OPS | STOPPED/SLOWED/POOR OPS | DESGEN | DESIGN RELATED | CLOSE | SECURED/CLOSED
HEATING COIL | HEATING COIL | OPS | STOPPED/SLOWED/POOR OPS | DESGEN | DESIGN RELATED | CONN | CONNECTED
HEATING COIL | HEATING COIL | OPS | STOPPED/SLOWED/POOR OPS | DESGEN | DESIGN RELATED | DISCONN | DISCONNECTED
HEATING COIL | HEATING COIL | OPS | STOPPED/SLOWED/POOR OPS | DESGEN | DESIGN RELATED | NOF | NO FAULT FOUND
HEATING COIL | HEATING COIL | OPS | STOPPED/SLOWED/POOR OPS | DESGEN | DESIGN RELATED | OTHER-R | OTHER REMEDY
HEATING COIL | HEATING COIL | OPS | STOPPED/SLOWED/POOR OPS | DESGEN | DESIGN RELATED | OVH | OVERHAULED/REBUILT/REFURBISHED
HEATING COIL | HEATING COIL | OPS | STOPPED/SLOWED/POOR OPS | DESGEN | DESIGN RELATED | REINS | REINSTALLED
HEATING COIL | HEATING COIL | OPS | STOPPED/SLOWED/POOR OPS | DESGEN | DESIGN RELATED | REMOVE | REMOVED
HEATING COIL | HEATING COIL | OPS | STOPPED/SLOWED/POOR OPS | DESGEN | DESIGN RELATED | REP | REPAIRED/RESTORED/ADJUSTED
HEATING COIL | HEATING COIL | OPS | STOPPED/SLOWED/POOR OPS | DESGEN | DESIGN RELATED | REWIRE | REWIRED
HEATING COIL | HEATING COIL | OPS | STOPPED/SLOWED/POOR OPS | DESGEN | DESIGN RELATED | RPL | REPLACED
HEATING COIL | HEATING COIL | OPS | STOPPED/SLOWED/POOR OPS | DIRTY | DIRTY | MOD | MODIFIED
HEATING COIL | HEATING COIL | OPS | STOPPED/SLOWED/POOR OPS | DIRTY | DIRTY | CLEAN | CLEANED
HEATING COIL | HEATING COIL | OPS | STOPPED/SLOWED/POOR OPS | DIRTY | DIRTY | CLOSE | SECURED/CLOSED
HEATING COIL | HEATING COIL | OPS | STOPPED/SLOWED/POOR OPS | DIRTY | DIRTY | CONN | CONNECTED
HEATING COIL | HEATING COIL | OPS | STOPPED/SLOWED/POOR OPS | DIRTY | DIRTY | DISCONN | DISCONNECTED
HEATING COIL | HEATING COIL | OPS | STOPPED/SLOWED/POOR OPS | DIRTY | DIRTY | NOF | NO FAULT FOUND
HEATING COIL | HEATING COIL | OPS | STOPPED/SLOWED/POOR OPS | DIRTY | DIRTY | OTHER-R | OTHER REMEDY
HEATING COIL | HEATING COIL | OPS | STOPPED/SLOWED/POOR OPS | DIRTY | DIRTY | OVH | OVERHAULED/REBUILT/REFURBISHED
HEATING COIL | HEATING COIL | OPS | STOPPED/SLOWED/POOR OPS | DIRTY | DIRTY | REINS | REINSTALLED
HEATING COIL | HEATING COIL | OPS | STOPPED/SLOWED/POOR OPS | DIRTY | DIRTY | REMOVE | REMOVED
HEATING COIL | HEATING COIL | OPS | STOPPED/SLOWED/POOR OPS | DIRTY | DIRTY | REP | REPAIRED/RESTORED/ADJUSTED
HEATING COIL | HEATING COIL | OPS | STOPPED/SLOWED/POOR OPS | DIRTY | DIRTY | REWIRE | REWIRED
HEATING COIL | HEATING COIL | OPS | STOPPED/SLOWED/POOR OPS | DIRTY | DIRTY | RPL | REPLACED
HEATING COIL | HEATING COIL | OPS | STOPPED/SLOWED/POOR OPS | EXPWT | EXPECTED WEAR AND TEAR | MOD | MODIFIED
HEATING COIL | HEATING COIL | OPS | STOPPED/SLOWED/POOR OPS | EXPWT | EXPECTED WEAR AND TEAR | CLEAN | CLEANED
HEATING COIL | HEATING COIL | OPS | STOPPED/SLOWED/POOR OPS | EXPWT | EXPECTED WEAR AND TEAR | CLOSE | SECURED/CLOSED
HEATING COIL | HEATING COIL | OPS | STOPPED/SLOWED/POOR OPS | EXPWT | EXPECTED WEAR AND TEAR | CONN | CONNECTED
HEATING COIL | HEATING COIL | OPS | STOPPED/SLOWED/POOR OPS | EXPWT | EXPECTED WEAR AND TEAR | DISCONN | DISCONNECTED
HEATING COIL | HEATING COIL | OPS | STOPPED/SLOWED/POOR OPS | EXPWT | EXPECTED WEAR AND TEAR | NOF | NO FAULT FOUND
HEATING COIL | HEATING COIL | OPS | STOPPED/SLOWED/POOR OPS | EXPWT | EXPECTED WEAR AND TEAR | OTHER-R | OTHER REMEDY
HEATING COIL | HEATING COIL | OPS | STOPPED/SLOWED/POOR OPS | EXPWT | EXPECTED WEAR AND TEAR | OVH | OVERHAULED/REBUILT/REFURBISHED
HEATING COIL | HEATING COIL | OPS | STOPPED/SLOWED/POOR OPS | EXPWT | EXPECTED WEAR AND TEAR | REINS | REINSTALLED
HEATING COIL | HEATING COIL | OPS | STOPPED/SLOWED/POOR OPS | EXPWT | EXPECTED WEAR AND TEAR | REMOVE | REMOVED
HEATING COIL | HEATING COIL | OPS | STOPPED/SLOWED/POOR OPS | EXPWT | EXPECTED WEAR AND TEAR | REP | REPAIRED/RESTORED/ADJUSTED
HEATING COIL | HEATING COIL | OPS | STOPPED/SLOWED/POOR OPS | EXPWT | EXPECTED WEAR AND TEAR | REWIRE | REWIRED
HEATING COIL | HEATING COIL | OPS | STOPPED/SLOWED/POOR OPS | EXPWT | EXPECTED WEAR AND TEAR | RPL | REPLACED
HEATING COIL | HEATING COIL | OPS | STOPPED/SLOWED/POOR OPS | FABGEN | FABRICATION/INSTALLATION RELATED | MOD | MODIFIED
HEATING COIL | HEATING COIL | OPS | STOPPED/SLOWED/POOR OPS | FABGEN | FABRICATION/INSTALLATION RELATED | CLEAN | CLEANED
HEATING COIL | HEATING COIL | OPS | STOPPED/SLOWED/POOR OPS | FABGEN | FABRICATION/INSTALLATION RELATED | CLOSE | SECURED/CLOSED
HEATING COIL | HEATING COIL | OPS | STOPPED/SLOWED/POOR OPS | FABGEN | FABRICATION/INSTALLATION RELATED | CONN | CONNECTED
HEATING COIL | HEATING COIL | OPS | STOPPED/SLOWED/POOR OPS | FABGEN | FABRICATION/INSTALLATION RELATED | DISCONN | DISCONNECTED
HEATING COIL | HEATING COIL | OPS | STOPPED/SLOWED/POOR OPS | FABGEN | FABRICATION/INSTALLATION RELATED | NOF | NO FAULT FOUND
HEATING COIL | HEATING COIL | OPS | STOPPED/SLOWED/POOR OPS | FABGEN | FABRICATION/INSTALLATION RELATED | OTHER-R | OTHER REMEDY
HEATING COIL | HEATING COIL | OPS | STOPPED/SLOWED/POOR OPS | FABGEN | FABRICATION/INSTALLATION RELATED | OVH | OVERHAULED/REBUILT/REFURBISHED
HEATING COIL | HEATING COIL | OPS | STOPPED/SLOWED/POOR OPS | FABGEN | FABRICATION/INSTALLATION RELATED | REINS | REINSTALLED
HEATING COIL | HEATING COIL | OPS | STOPPED/SLOWED/POOR OPS | FABGEN | FABRICATION/INSTALLATION RELATED | REMOVE | REMOVED
HEATING COIL | HEATING COIL | OPS | STOPPED/SLOWED/POOR OPS | FABGEN | FABRICATION/INSTALLATION RELATED | REP | REPAIRED/RESTORED/ADJUSTED
HEATING COIL | HEATING COIL | OPS | STOPPED/SLOWED/POOR OPS | FABGEN | FABRICATION/INSTALLATION RELATED | REWIRE | REWIRED
HEATING COIL | HEATING COIL | OPS | STOPPED/SLOWED/POOR OPS | FABGEN | FABRICATION/INSTALLATION RELATED | RPL | REPLACED
HEATING COIL | HEATING COIL | OPS | STOPPED/SLOWED/POOR OPS | LOOSE | LOOSE/MISALIGNED | MOD | MODIFIED
HEATING COIL | HEATING COIL | OPS | STOPPED/SLOWED/POOR OPS | LOOSE | LOOSE/MISALIGNED | CLEAN | CLEANED
HEATING COIL | HEATING COIL | OPS | STOPPED/SLOWED/POOR OPS | LOOSE | LOOSE/MISALIGNED | CLOSE | SECURED/CLOSED
HEATING COIL | HEATING COIL | OPS | STOPPED/SLOWED/POOR OPS | LOOSE | LOOSE/MISALIGNED | CONN | CONNECTED
HEATING COIL | HEATING COIL | OPS | STOPPED/SLOWED/POOR OPS | LOOSE | LOOSE/MISALIGNED | DISCONN | DISCONNECTED
HEATING COIL | HEATING COIL | OPS | STOPPED/SLOWED/POOR OPS | LOOSE | LOOSE/MISALIGNED | NOF | NO FAULT FOUND
HEATING COIL | HEATING COIL | OPS | STOPPED/SLOWED/POOR OPS | LOOSE | LOOSE/MISALIGNED | OTHER-R | OTHER REMEDY
HEATING COIL | HEATING COIL | OPS | STOPPED/SLOWED/POOR OPS | LOOSE | LOOSE/MISALIGNED | OVH | OVERHAULED/REBUILT/REFURBISHED
HEATING COIL | HEATING COIL | OPS | STOPPED/SLOWED/POOR OPS | LOOSE | LOOSE/MISALIGNED | REINS | REINSTALLED
HEATING COIL | HEATING COIL | OPS | STOPPED/SLOWED/POOR OPS | LOOSE | LOOSE/MISALIGNED | REMOVE | REMOVED
HEATING COIL | HEATING COIL | OPS | STOPPED/SLOWED/POOR OPS | LOOSE | LOOSE/MISALIGNED | REP | REPAIRED/RESTORED/ADJUSTED
HEATING COIL | HEATING COIL | OPS | STOPPED/SLOWED/POOR OPS | LOOSE | LOOSE/MISALIGNED | REWIRE | REWIRED
HEATING COIL | HEATING COIL | OPS | STOPPED/SLOWED/POOR OPS | LOOSE | LOOSE/MISALIGNED | RPL | REPLACED
HEATING COIL | HEATING COIL | OPS | STOPPED/SLOWED/POOR OPS | NOCAUSE | NO CAUSE FOUND | MOD | MODIFIED
HEATING COIL | HEATING COIL | OPS | STOPPED/SLOWED/POOR OPS | NOCAUSE | NO CAUSE FOUND | CLEAN | CLEANED
HEATING COIL | HEATING COIL | OPS | STOPPED/SLOWED/POOR OPS | NOCAUSE | NO CAUSE FOUND | CLOSE | SECURED/CLOSED
HEATING COIL | HEATING COIL | OPS | STOPPED/SLOWED/POOR OPS | NOCAUSE | NO CAUSE FOUND | CONN | CONNECTED
HEATING COIL | HEATING COIL | OPS | STOPPED/SLOWED/POOR OPS | NOCAUSE | NO CAUSE FOUND | DISCONN | DISCONNECTED
HEATING COIL | HEATING COIL | OPS | STOPPED/SLOWED/POOR OPS | NOCAUSE | NO CAUSE FOUND | NOF | NO FAULT FOUND
HEATING COIL | HEATING COIL | OPS | STOPPED/SLOWED/POOR OPS | NOCAUSE | NO CAUSE FOUND | OTHER-R | OTHER REMEDY
HEATING COIL | HEATING COIL | OPS | STOPPED/SLOWED/POOR OPS | NOCAUSE | NO CAUSE FOUND | OVH | OVERHAULED/REBUILT/REFURBISHED
HEATING COIL | HEATING COIL | OPS | STOPPED/SLOWED/POOR OPS | NOCAUSE | NO CAUSE FOUND | REINS | REINSTALLED
HEATING COIL | HEATING COIL | OPS | STOPPED/SLOWED/POOR OPS | NOCAUSE | NO CAUSE FOUND | REMOVE | REMOVED
HEATING COIL | HEATING COIL | OPS | STOPPED/SLOWED/POOR OPS | NOCAUSE | NO CAUSE FOUND | REP | REPAIRED/RESTORED/ADJUSTED
HEATING COIL | HEATING COIL | OPS | STOPPED/SLOWED/POOR OPS | NOCAUSE | NO CAUSE FOUND | REWIRE | REWIRED
HEATING COIL | HEATING COIL | OPS | STOPPED/SLOWED/POOR OPS | NOCAUSE | NO CAUSE FOUND | RPL | REPLACED
HEATING COIL | HEATING COIL | OPS | STOPPED/SLOWED/POOR OPS | OPSERRMTCERR | OPERATIONS/MAINTENANCE RELATED | MOD | MODIFIED
HEATING COIL | HEATING COIL | OPS | STOPPED/SLOWED/POOR OPS | OPSERRMTCERR | OPERATIONS/MAINTENANCE RELATED | CLEAN | CLEANED
HEATING COIL | HEATING COIL | OPS | STOPPED/SLOWED/POOR OPS | OPSERRMTCERR | OPERATIONS/MAINTENANCE RELATED | CLOSE | SECURED/CLOSED
HEATING COIL | HEATING COIL | OPS | STOPPED/SLOWED/POOR OPS | OPSERRMTCERR | OPERATIONS/MAINTENANCE RELATED | CONN | CONNECTED
HEATING COIL | HEATING COIL | OPS | STOPPED/SLOWED/POOR OPS | OPSERRMTCERR | OPERATIONS/MAINTENANCE RELATED | DISCONN | DISCONNECTED
HEATING COIL | HEATING COIL | OPS | STOPPED/SLOWED/POOR OPS | OPSERRMTCERR | OPERATIONS/MAINTENANCE RELATED | NOF | NO FAULT FOUND
HEATING COIL | HEATING COIL | OPS | STOPPED/SLOWED/POOR OPS | OPSERRMTCERR | OPERATIONS/MAINTENANCE RELATED | OTHER-R | OTHER REMEDY
HEATING COIL | HEATING COIL | OPS | STOPPED/SLOWED/POOR OPS | OPSERRMTCERR | OPERATIONS/MAINTENANCE RELATED | OVH | OVERHAULED/REBUILT/REFURBISHED
HEATING COIL | HEATING COIL | OPS | STOPPED/SLOWED/POOR OPS | OPSERRMTCERR | OPERATIONS/MAINTENANCE RELATED | REINS | REINSTALLED
HEATING COIL | HEATING COIL | OPS | STOPPED/SLOWED/POOR OPS | OPSERRMTCERR | OPERATIONS/MAINTENANCE RELATED | REMOVE | REMOVED
HEATING COIL | HEATING COIL | OPS | STOPPED/SLOWED/POOR OPS | OPSERRMTCERR | OPERATIONS/MAINTENANCE RELATED | REP | REPAIRED/RESTORED/ADJUSTED
HEATING COIL | HEATING COIL | OPS | STOPPED/SLOWED/POOR OPS | OPSERRMTCERR | OPERATIONS/MAINTENANCE RELATED | REWIRE | REWIRED
HEATING COIL | HEATING COIL | OPS | STOPPED/SLOWED/POOR OPS | OPSERRMTCERR | OPERATIONS/MAINTENANCE RELATED | RPL | REPLACED
HEATING COIL | HEATING COIL | OPS | STOPPED/SLOWED/POOR OPS | OTHER-C | OTHER CAUSE | MOD | MODIFIED
HEATING COIL | HEATING COIL | OPS | STOPPED/SLOWED/POOR OPS | OTHER-C | OTHER CAUSE | CLEAN | CLEANED
HEATING COIL | HEATING COIL | OPS | STOPPED/SLOWED/POOR OPS | OTHER-C | OTHER CAUSE | CLOSE | SECURED/CLOSED
HEATING COIL | HEATING COIL | OPS | STOPPED/SLOWED/POOR OPS | OTHER-C | OTHER CAUSE | CONN | CONNECTED
HEATING COIL | HEATING COIL | OPS | STOPPED/SLOWED/POOR OPS | OTHER-C | OTHER CAUSE | DISCONN | DISCONNECTED
HEATING COIL | HEATING COIL | OPS | STOPPED/SLOWED/POOR OPS | OTHER-C | OTHER CAUSE | NOF | NO FAULT FOUND
HEATING COIL | HEATING COIL | OPS | STOPPED/SLOWED/POOR OPS | OTHER-C | OTHER CAUSE | OTHER-R | OTHER REMEDY
HEATING COIL | HEATING COIL | OPS | STOPPED/SLOWED/POOR OPS | OTHER-C | OTHER CAUSE | OVH | OVERHAULED/REBUILT/REFURBISHED
HEATING COIL | HEATING COIL | OPS | STOPPED/SLOWED/POOR OPS | OTHER-C | OTHER CAUSE | REINS | REINSTALLED
HEATING COIL | HEATING COIL | OPS | STOPPED/SLOWED/POOR OPS | OTHER-C | OTHER CAUSE | REMOVE | REMOVED
HEATING COIL | HEATING COIL | OPS | STOPPED/SLOWED/POOR OPS | OTHER-C | OTHER CAUSE | REP | REPAIRED/RESTORED/ADJUSTED
HEATING COIL | HEATING COIL | OPS | STOPPED/SLOWED/POOR OPS | OTHER-C | OTHER CAUSE | REWIRE | REWIRED
HEATING COIL | HEATING COIL | OPS | STOPPED/SLOWED/POOR OPS | OTHER-C | OTHER CAUSE | RPL | REPLACED
HEATING COIL | HEATING COIL | OPS | STOPPED/SLOWED/POOR OPS | POWERSUP | POWER SUPPLY | MOD | MODIFIED
HEATING COIL | HEATING COIL | OPS | STOPPED/SLOWED/POOR OPS | POWERSUP | POWER SUPPLY | CLEAN | CLEANED
HEATING COIL | HEATING COIL | OPS | STOPPED/SLOWED/POOR OPS | POWERSUP | POWER SUPPLY | CLOSE | SECURED/CLOSED
HEATING COIL | HEATING COIL | OPS | STOPPED/SLOWED/POOR OPS | POWERSUP | POWER SUPPLY | CONN | CONNECTED
HEATING COIL | HEATING COIL | OPS | STOPPED/SLOWED/POOR OPS | POWERSUP | POWER SUPPLY | DISCONN | DISCONNECTED
HEATING COIL | HEATING COIL | OPS | STOPPED/SLOWED/POOR OPS | POWERSUP | POWER SUPPLY | NOF | NO FAULT FOUND
HEATING COIL | HEATING COIL | OPS | STOPPED/SLOWED/POOR OPS | POWERSUP | POWER SUPPLY | OTHER-R | OTHER REMEDY
HEATING COIL | HEATING COIL | OPS | STOPPED/SLOWED/POOR OPS | POWERSUP | POWER SUPPLY | OVH | OVERHAULED/REBUILT/REFURBISHED
HEATING COIL | HEATING COIL | OPS | STOPPED/SLOWED/POOR OPS | POWERSUP | POWER SUPPLY | REINS | REINSTALLED
HEATING COIL | HEATING COIL | OPS | STOPPED/SLOWED/POOR OPS | POWERSUP | POWER SUPPLY | REMOVE | REMOVED
HEATING COIL | HEATING COIL | OPS | STOPPED/SLOWED/POOR OPS | POWERSUP | POWER SUPPLY | REP | REPAIRED/RESTORED/ADJUSTED
HEATING COIL | HEATING COIL | OPS | STOPPED/SLOWED/POOR OPS | POWERSUP | POWER SUPPLY | REWIRE | REWIRED
HEATING COIL | HEATING COIL | OPS | STOPPED/SLOWED/POOR OPS | POWERSUP | POWER SUPPLY | RPL | REPLACED
HEATING COIL | HEATING COIL | PWR | POWER-ELEC | BREAKTRP | BREAKER TRIP | MOD | MODIFIED
HEATING COIL | HEATING COIL | PWR | POWER-ELEC | BREAKTRP | BREAKER TRIP | CLEAN | CLEANED
HEATING COIL | HEATING COIL | PWR | POWER-ELEC | BREAKTRP | BREAKER TRIP | CLOSE | SECURED/CLOSED
HEATING COIL | HEATING COIL | PWR | POWER-ELEC | BREAKTRP | BREAKER TRIP | CONN | CONNECTED
HEATING COIL | HEATING COIL | PWR | POWER-ELEC | BREAKTRP | BREAKER TRIP | DISCONN | DISCONNECTED
HEATING COIL | HEATING COIL | PWR | POWER-ELEC | BREAKTRP | BREAKER TRIP | NOF | NO FAULT FOUND
HEATING COIL | HEATING COIL | PWR | POWER-ELEC | BREAKTRP | BREAKER TRIP | OTHER-R | OTHER REMEDY
HEATING COIL | HEATING COIL | PWR | POWER-ELEC | BREAKTRP | BREAKER TRIP | OVH | OVERHAULED/REBUILT/REFURBISHED
HEATING COIL | HEATING COIL | PWR | POWER-ELEC | BREAKTRP | BREAKER TRIP | REINS | REINSTALLED
HEATING COIL | HEATING COIL | PWR | POWER-ELEC | BREAKTRP | BREAKER TRIP | REMOVE | REMOVED
HEATING COIL | HEATING COIL | PWR | POWER-ELEC | BREAKTRP | BREAKER TRIP | REP | REPAIRED/RESTORED/ADJUSTED
HEATING COIL | HEATING COIL | PWR | POWER-ELEC | BREAKTRP | BREAKER TRIP | REWIRE | REWIRED
HEATING COIL | HEATING COIL | PWR | POWER-ELEC | BREAKTRP | BREAKER TRIP | RPL | REPLACED
HEATING COIL | HEATING COIL | PWR | POWER-ELEC | CORROSION | RUST/CORROSION | MOD | MODIFIED
HEATING COIL | HEATING COIL | PWR | POWER-ELEC | CORROSION | RUST/CORROSION | CLEAN | CLEANED
HEATING COIL | HEATING COIL | PWR | POWER-ELEC | CORROSION | RUST/CORROSION | CLOSE | SECURED/CLOSED
HEATING COIL | HEATING COIL | PWR | POWER-ELEC | CORROSION | RUST/CORROSION | CONN | CONNECTED
HEATING COIL | HEATING COIL | PWR | POWER-ELEC | CORROSION | RUST/CORROSION | DISCONN | DISCONNECTED
HEATING COIL | HEATING COIL | PWR | POWER-ELEC | CORROSION | RUST/CORROSION | NOF | NO FAULT FOUND
HEATING COIL | HEATING COIL | PWR | POWER-ELEC | CORROSION | RUST/CORROSION | OTHER-R | OTHER REMEDY
HEATING COIL | HEATING COIL | PWR | POWER-ELEC | CORROSION | RUST/CORROSION | OVH | OVERHAULED/REBUILT/REFURBISHED
HEATING COIL | HEATING COIL | PWR | POWER-ELEC | CORROSION | RUST/CORROSION | REINS | REINSTALLED
HEATING COIL | HEATING COIL | PWR | POWER-ELEC | CORROSION | RUST/CORROSION | REMOVE | REMOVED
HEATING COIL | HEATING COIL | PWR | POWER-ELEC | CORROSION | RUST/CORROSION | REP | REPAIRED/RESTORED/ADJUSTED
HEATING COIL | HEATING COIL | PWR | POWER-ELEC | CORROSION | RUST/CORROSION | REWIRE | REWIRED
HEATING COIL | HEATING COIL | PWR | POWER-ELEC | CORROSION | RUST/CORROSION | RPL | REPLACED
HEATING COIL | HEATING COIL | PWR | POWER-ELEC | DAMAGE | DAMAGED/BROKEN | MOD | MODIFIED
HEATING COIL | HEATING COIL | PWR | POWER-ELEC | DAMAGE | DAMAGED/BROKEN | CLEAN | CLEANED
HEATING COIL | HEATING COIL | PWR | POWER-ELEC | DAMAGE | DAMAGED/BROKEN | CLOSE | SECURED/CLOSED
HEATING COIL | HEATING COIL | PWR | POWER-ELEC | DAMAGE | DAMAGED/BROKEN | CONN | CONNECTED
HEATING COIL | HEATING COIL | PWR | POWER-ELEC | DAMAGE | DAMAGED/BROKEN | DISCONN | DISCONNECTED
HEATING COIL | HEATING COIL | PWR | POWER-ELEC | DAMAGE | DAMAGED/BROKEN | NOF | NO FAULT FOUND
HEATING COIL | HEATING COIL | PWR | POWER-ELEC | DAMAGE | DAMAGED/BROKEN | OTHER-R | OTHER REMEDY
HEATING COIL | HEATING COIL | PWR | POWER-ELEC | DAMAGE | DAMAGED/BROKEN | OVH | OVERHAULED/REBUILT/REFURBISHED
HEATING COIL | HEATING COIL | PWR | POWER-ELEC | DAMAGE | DAMAGED/BROKEN | REINS | REINSTALLED
HEATING COIL | HEATING COIL | PWR | POWER-ELEC | DAMAGE | DAMAGED/BROKEN | REMOVE | REMOVED
HEATING COIL | HEATING COIL | PWR | POWER-ELEC | DAMAGE | DAMAGED/BROKEN | REP | REPAIRED/RESTORED/ADJUSTED
HEATING COIL | HEATING COIL | PWR | POWER-ELEC | DAMAGE | DAMAGED/BROKEN | REWIRE | REWIRED
HEATING COIL | HEATING COIL | PWR | POWER-ELEC | DAMAGE | DAMAGED/BROKEN | RPL | REPLACED
HEATING COIL | HEATING COIL | PWR | POWER-ELEC | DESGEN | DESIGN RELATED | MOD | MODIFIED
HEATING COIL | HEATING COIL | PWR | POWER-ELEC | DESGEN | DESIGN RELATED | CLEAN | CLEANED
HEATING COIL | HEATING COIL | PWR | POWER-ELEC | DESGEN | DESIGN RELATED | CLOSE | SECURED/CLOSED
HEATING COIL | HEATING COIL | PWR | POWER-ELEC | DESGEN | DESIGN RELATED | CONN | CONNECTED
HEATING COIL | HEATING COIL | PWR | POWER-ELEC | DESGEN | DESIGN RELATED | DISCONN | DISCONNECTED
HEATING COIL | HEATING COIL | PWR | POWER-ELEC | DESGEN | DESIGN RELATED | NOF | NO FAULT FOUND
HEATING COIL | HEATING COIL | PWR | POWER-ELEC | DESGEN | DESIGN RELATED | OTHER-R | OTHER REMEDY
HEATING COIL | HEATING COIL | PWR | POWER-ELEC | DESGEN | DESIGN RELATED | OVH | OVERHAULED/REBUILT/REFURBISHED
HEATING COIL | HEATING COIL | PWR | POWER-ELEC | DESGEN | DESIGN RELATED | REINS | REINSTALLED
HEATING COIL | HEATING COIL | PWR | POWER-ELEC | DESGEN | DESIGN RELATED | REMOVE | REMOVED
HEATING COIL | HEATING COIL | PWR | POWER-ELEC | DESGEN | DESIGN RELATED | REP | REPAIRED/RESTORED/ADJUSTED
HEATING COIL | HEATING COIL | PWR | POWER-ELEC | DESGEN | DESIGN RELATED | REWIRE | REWIRED
HEATING COIL | HEATING COIL | PWR | POWER-ELEC | DESGEN | DESIGN RELATED | RPL | REPLACED
HEATING COIL | HEATING COIL | PWR | POWER-ELEC | DIRTY | DIRTY | MOD | MODIFIED
HEATING COIL | HEATING COIL | PWR | POWER-ELEC | DIRTY | DIRTY | CLEAN | CLEANED
HEATING COIL | HEATING COIL | PWR | POWER-ELEC | DIRTY | DIRTY | CLOSE | SECURED/CLOSED
HEATING COIL | HEATING COIL | PWR | POWER-ELEC | DIRTY | DIRTY | CONN | CONNECTED
HEATING COIL | HEATING COIL | PWR | POWER-ELEC | DIRTY | DIRTY | DISCONN | DISCONNECTED
HEATING COIL | HEATING COIL | PWR | POWER-ELEC | DIRTY | DIRTY | NOF | NO FAULT FOUND
HEATING COIL | HEATING COIL | PWR | POWER-ELEC | DIRTY | DIRTY | OTHER-R | OTHER REMEDY
HEATING COIL | HEATING COIL | PWR | POWER-ELEC | DIRTY | DIRTY | OVH | OVERHAULED/REBUILT/REFURBISHED
HEATING COIL | HEATING COIL | PWR | POWER-ELEC | DIRTY | DIRTY | REINS | REINSTALLED
HEATING COIL | HEATING COIL | PWR | POWER-ELEC | DIRTY | DIRTY | REMOVE | REMOVED
HEATING COIL | HEATING COIL | PWR | POWER-ELEC | DIRTY | DIRTY | REP | REPAIRED/RESTORED/ADJUSTED
HEATING COIL | HEATING COIL | PWR | POWER-ELEC | DIRTY | DIRTY | REWIRE | REWIRED
HEATING COIL | HEATING COIL | PWR | POWER-ELEC | DIRTY | DIRTY | RPL | REPLACED
HEATING COIL | HEATING COIL | PWR | POWER-ELEC | EXPWT | EXPECTED WEAR AND TEAR | MOD | MODIFIED
HEATING COIL | HEATING COIL | PWR | POWER-ELEC | EXPWT | EXPECTED WEAR AND TEAR | CLEAN | CLEANED
HEATING COIL | HEATING COIL | PWR | POWER-ELEC | EXPWT | EXPECTED WEAR AND TEAR | CLOSE | SECURED/CLOSED
HEATING COIL | HEATING COIL | PWR | POWER-ELEC | EXPWT | EXPECTED WEAR AND TEAR | CONN | CONNECTED
HEATING COIL | HEATING COIL | PWR | POWER-ELEC | EXPWT | EXPECTED WEAR AND TEAR | DISCONN | DISCONNECTED
HEATING COIL | HEATING COIL | PWR | POWER-ELEC | EXPWT | EXPECTED WEAR AND TEAR | NOF | NO FAULT FOUND
HEATING COIL | HEATING COIL | PWR | POWER-ELEC | EXPWT | EXPECTED WEAR AND TEAR | OTHER-R | OTHER REMEDY
HEATING COIL | HEATING COIL | PWR | POWER-ELEC | EXPWT | EXPECTED WEAR AND TEAR | OVH | OVERHAULED/REBUILT/REFURBISHED
HEATING COIL | HEATING COIL | PWR | POWER-ELEC | EXPWT | EXPECTED WEAR AND TEAR | REINS | REINSTALLED
HEATING COIL | HEATING COIL | PWR | POWER-ELEC | EXPWT | EXPECTED WEAR AND TEAR | REMOVE | REMOVED
HEATING COIL | HEATING COIL | PWR | POWER-ELEC | EXPWT | EXPECTED WEAR AND TEAR | REP | REPAIRED/RESTORED/ADJUSTED
HEATING COIL | HEATING COIL | PWR | POWER-ELEC | EXPWT | EXPECTED WEAR AND TEAR | REWIRE | REWIRED
HEATING COIL | HEATING COIL | PWR | POWER-ELEC | EXPWT | EXPECTED WEAR AND TEAR | RPL | REPLACED
HEATING COIL | HEATING COIL | PWR | POWER-ELEC | FABGEN | FABRICATION/INSTALLATION RELATED | MOD | MODIFIED
HEATING COIL | HEATING COIL | PWR | POWER-ELEC | FABGEN | FABRICATION/INSTALLATION RELATED | CLEAN | CLEANED
HEATING COIL | HEATING COIL | PWR | POWER-ELEC | FABGEN | FABRICATION/INSTALLATION RELATED | CLOSE | SECURED/CLOSED
HEATING COIL | HEATING COIL | PWR | POWER-ELEC | FABGEN | FABRICATION/INSTALLATION RELATED | CONN | CONNECTED
HEATING COIL | HEATING COIL | PWR | POWER-ELEC | FABGEN | FABRICATION/INSTALLATION RELATED | DISCONN | DISCONNECTED
HEATING COIL | HEATING COIL | PWR | POWER-ELEC | FABGEN | FABRICATION/INSTALLATION RELATED | NOF | NO FAULT FOUND
HEATING COIL | HEATING COIL | PWR | POWER-ELEC | FABGEN | FABRICATION/INSTALLATION RELATED | OTHER-R | OTHER REMEDY
HEATING COIL | HEATING COIL | PWR | POWER-ELEC | FABGEN | FABRICATION/INSTALLATION RELATED | OVH | OVERHAULED/REBUILT/REFURBISHED
HEATING COIL | HEATING COIL | PWR | POWER-ELEC | FABGEN | FABRICATION/INSTALLATION RELATED | REINS | REINSTALLED
HEATING COIL | HEATING COIL | PWR | POWER-ELEC | FABGEN | FABRICATION/INSTALLATION RELATED | REMOVE | REMOVED
HEATING COIL | HEATING COIL | PWR | POWER-ELEC | FABGEN | FABRICATION/INSTALLATION RELATED | REP | REPAIRED/RESTORED/ADJUSTED
HEATING COIL | HEATING COIL | PWR | POWER-ELEC | FABGEN | FABRICATION/INSTALLATION RELATED | REWIRE | REWIRED
HEATING COIL | HEATING COIL | PWR | POWER-ELEC | FABGEN | FABRICATION/INSTALLATION RELATED | RPL | REPLACED
HEATING COIL | HEATING COIL | PWR | POWER-ELEC | LOOSE | LOOSE/MISALIGNED | MOD | MODIFIED
HEATING COIL | HEATING COIL | PWR | POWER-ELEC | LOOSE | LOOSE/MISALIGNED | CLEAN | CLEANED
HEATING COIL | HEATING COIL | PWR | POWER-ELEC | LOOSE | LOOSE/MISALIGNED | CLOSE | SECURED/CLOSED
HEATING COIL | HEATING COIL | PWR | POWER-ELEC | LOOSE | LOOSE/MISALIGNED | CONN | CONNECTED
HEATING COIL | HEATING COIL | PWR | POWER-ELEC | LOOSE | LOOSE/MISALIGNED | DISCONN | DISCONNECTED
HEATING COIL | HEATING COIL | PWR | POWER-ELEC | LOOSE | LOOSE/MISALIGNED | NOF | NO FAULT FOUND
HEATING COIL | HEATING COIL | PWR | POWER-ELEC | LOOSE | LOOSE/MISALIGNED | OTHER-R | OTHER REMEDY
HEATING COIL | HEATING COIL | PWR | POWER-ELEC | LOOSE | LOOSE/MISALIGNED | OVH | OVERHAULED/REBUILT/REFURBISHED
HEATING COIL | HEATING COIL | PWR | POWER-ELEC | LOOSE | LOOSE/MISALIGNED | REINS | REINSTALLED
HEATING COIL | HEATING COIL | PWR | POWER-ELEC | LOOSE | LOOSE/MISALIGNED | REMOVE | REMOVED
HEATING COIL | HEATING COIL | PWR | POWER-ELEC | LOOSE | LOOSE/MISALIGNED | REP | REPAIRED/RESTORED/ADJUSTED
HEATING COIL | HEATING COIL | PWR | POWER-ELEC | LOOSE | LOOSE/MISALIGNED | REWIRE | REWIRED
HEATING COIL | HEATING COIL | PWR | POWER-ELEC | LOOSE | LOOSE/MISALIGNED | RPL | REPLACED
HEATING COIL | HEATING COIL | PWR | POWER-ELEC | NOCAUSE | NO CAUSE FOUND | MOD | MODIFIED
HEATING COIL | HEATING COIL | PWR | POWER-ELEC | NOCAUSE | NO CAUSE FOUND | CLEAN | CLEANED
HEATING COIL | HEATING COIL | PWR | POWER-ELEC | NOCAUSE | NO CAUSE FOUND | CLOSE | SECURED/CLOSED
HEATING COIL | HEATING COIL | PWR | POWER-ELEC | NOCAUSE | NO CAUSE FOUND | CONN | CONNECTED
HEATING COIL | HEATING COIL | PWR | POWER-ELEC | NOCAUSE | NO CAUSE FOUND | DISCONN | DISCONNECTED
HEATING COIL | HEATING COIL | PWR | POWER-ELEC | NOCAUSE | NO CAUSE FOUND | NOF | NO FAULT FOUND
HEATING COIL | HEATING COIL | PWR | POWER-ELEC | NOCAUSE | NO CAUSE FOUND | OTHER-R | OTHER REMEDY
HEATING COIL | HEATING COIL | PWR | POWER-ELEC | NOCAUSE | NO CAUSE FOUND | OVH | OVERHAULED/REBUILT/REFURBISHED
HEATING COIL | HEATING COIL | PWR | POWER-ELEC | NOCAUSE | NO CAUSE FOUND | REINS | REINSTALLED
HEATING COIL | HEATING COIL | PWR | POWER-ELEC | NOCAUSE | NO CAUSE FOUND | REMOVE | REMOVED
HEATING COIL | HEATING COIL | PWR | POWER-ELEC | NOCAUSE | NO CAUSE FOUND | REP | REPAIRED/RESTORED/ADJUSTED
HEATING COIL | HEATING COIL | PWR | POWER-ELEC | NOCAUSE | NO CAUSE FOUND | REWIRE | REWIRED
HEATING COIL | HEATING COIL | PWR | POWER-ELEC | NOCAUSE | NO CAUSE FOUND | RPL | REPLACED
HEATING COIL | HEATING COIL | PWR | POWER-ELEC | OPSERRMTCERR | OPERATIONS/MAINTENANCE RELATED | MOD | MODIFIED
HEATING COIL | HEATING COIL | PWR | POWER-ELEC | OPSERRMTCERR | OPERATIONS/MAINTENANCE RELATED | CLEAN | CLEANED
HEATING COIL | HEATING COIL | PWR | POWER-ELEC | OPSERRMTCERR | OPERATIONS/MAINTENANCE RELATED | CLOSE | SECURED/CLOSED
HEATING COIL | HEATING COIL | PWR | POWER-ELEC | OPSERRMTCERR | OPERATIONS/MAINTENANCE RELATED | CONN | CONNECTED
HEATING COIL | HEATING COIL | PWR | POWER-ELEC | OPSERRMTCERR | OPERATIONS/MAINTENANCE RELATED | DISCONN | DISCONNECTED
HEATING COIL | HEATING COIL | PWR | POWER-ELEC | OPSERRMTCERR | OPERATIONS/MAINTENANCE RELATED | NOF | NO FAULT FOUND
HEATING COIL | HEATING COIL | PWR | POWER-ELEC | OPSERRMTCERR | OPERATIONS/MAINTENANCE RELATED | OTHER-R | OTHER REMEDY
HEATING COIL | HEATING COIL | PWR | POWER-ELEC | OPSERRMTCERR | OPERATIONS/MAINTENANCE RELATED | OVH | OVERHAULED/REBUILT/REFURBISHED
HEATING COIL | HEATING COIL | PWR | POWER-ELEC | OPSERRMTCERR | OPERATIONS/MAINTENANCE RELATED | REINS | REINSTALLED
HEATING COIL | HEATING COIL | PWR | POWER-ELEC | OPSERRMTCERR | OPERATIONS/MAINTENANCE RELATED | REMOVE | REMOVED
HEATING COIL | HEATING COIL | PWR | POWER-ELEC | OPSERRMTCERR | OPERATIONS/MAINTENANCE RELATED | REP | REPAIRED/RESTORED/ADJUSTED
HEATING COIL | HEATING COIL | PWR | POWER-ELEC | OPSERRMTCERR | OPERATIONS/MAINTENANCE RELATED | REWIRE | REWIRED
HEATING COIL | HEATING COIL | PWR | POWER-ELEC | OPSERRMTCERR | OPERATIONS/MAINTENANCE RELATED | RPL | REPLACED
HEATING COIL | HEATING COIL | PWR | POWER-ELEC | OTHER-C | OTHER CAUSE | MOD | MODIFIED
HEATING COIL | HEATING COIL | PWR | POWER-ELEC | OTHER-C | OTHER CAUSE | CLEAN | CLEANED
HEATING COIL | HEATING COIL | PWR | POWER-ELEC | OTHER-C | OTHER CAUSE | CLOSE | SECURED/CLOSED
HEATING COIL | HEATING COIL | PWR | POWER-ELEC | OTHER-C | OTHER CAUSE | CONN | CONNECTED
HEATING COIL | HEATING COIL | PWR | POWER-ELEC | OTHER-C | OTHER CAUSE | DISCONN | DISCONNECTED
HEATING COIL | HEATING COIL | PWR | POWER-ELEC | OTHER-C | OTHER CAUSE | NOF | NO FAULT FOUND
HEATING COIL | HEATING COIL | PWR | POWER-ELEC | OTHER-C | OTHER CAUSE | OTHER-R | OTHER REMEDY
HEATING COIL | HEATING COIL | PWR | POWER-ELEC | OTHER-C | OTHER CAUSE | OVH | OVERHAULED/REBUILT/REFURBISHED
HEATING COIL | HEATING COIL | PWR | POWER-ELEC | OTHER-C | OTHER CAUSE | REINS | REINSTALLED
HEATING COIL | HEATING COIL | PWR | POWER-ELEC | OTHER-C | OTHER CAUSE | REMOVE | REMOVED
HEATING COIL | HEATING COIL | PWR | POWER-ELEC | OTHER-C | OTHER CAUSE | REP | REPAIRED/RESTORED/ADJUSTED
HEATING COIL | HEATING COIL | PWR | POWER-ELEC | OTHER-C | OTHER CAUSE | REWIRE | REWIRED
HEATING COIL | HEATING COIL | PWR | POWER-ELEC | OTHER-C | OTHER CAUSE | RPL | REPLACED
HEATING COIL | HEATING COIL | PWR | POWER-ELEC | POWERSUP | POWER SUPPLY | MOD | MODIFIED
HEATING COIL | HEATING COIL | PWR | POWER-ELEC | POWERSUP | POWER SUPPLY | CLEAN | CLEANED
HEATING COIL | HEATING COIL | PWR | POWER-ELEC | POWERSUP | POWER SUPPLY | CLOSE | SECURED/CLOSED
HEATING COIL | HEATING COIL | PWR | POWER-ELEC | POWERSUP | POWER SUPPLY | CONN | CONNECTED
HEATING COIL | HEATING COIL | PWR | POWER-ELEC | POWERSUP | POWER SUPPLY | DISCONN | DISCONNECTED
HEATING COIL | HEATING COIL | PWR | POWER-ELEC | POWERSUP | POWER SUPPLY | NOF | NO FAULT FOUND
HEATING COIL | HEATING COIL | PWR | POWER-ELEC | POWERSUP | POWER SUPPLY | OTHER-R | OTHER REMEDY
HEATING COIL | HEATING COIL | PWR | POWER-ELEC | POWERSUP | POWER SUPPLY | OVH | OVERHAULED/REBUILT/REFURBISHED
HEATING COIL | HEATING COIL | PWR | POWER-ELEC | POWERSUP | POWER SUPPLY | REINS | REINSTALLED
HEATING COIL | HEATING COIL | PWR | POWER-ELEC | POWERSUP | POWER SUPPLY | REMOVE | REMOVED
HEATING COIL | HEATING COIL | PWR | POWER-ELEC | POWERSUP | POWER SUPPLY | REP | REPAIRED/RESTORED/ADJUSTED
HEATING COIL | HEATING COIL | PWR | POWER-ELEC | POWERSUP | POWER SUPPLY | REWIRE | REWIRED
HEATING COIL | HEATING COIL | PWR | POWER-ELEC | POWERSUP | POWER SUPPLY | RPL | REPLACED
HEATING COIL | HEATING COIL | SML | SMELL | BREAKTRP | BREAKER TRIP | MOD | MODIFIED
HEATING COIL | HEATING COIL | SML | SMELL | BREAKTRP | BREAKER TRIP | CLEAN | CLEANED
HEATING COIL | HEATING COIL | SML | SMELL | BREAKTRP | BREAKER TRIP | CLOSE | SECURED/CLOSED
HEATING COIL | HEATING COIL | SML | SMELL | BREAKTRP | BREAKER TRIP | CONN | CONNECTED
HEATING COIL | HEATING COIL | SML | SMELL | BREAKTRP | BREAKER TRIP | DISCONN | DISCONNECTED
HEATING COIL | HEATING COIL | SML | SMELL | BREAKTRP | BREAKER TRIP | NOF | NO FAULT FOUND
HEATING COIL | HEATING COIL | SML | SMELL | BREAKTRP | BREAKER TRIP | OTHER-R | OTHER REMEDY
HEATING COIL | HEATING COIL | SML | SMELL | BREAKTRP | BREAKER TRIP | OVH | OVERHAULED/REBUILT/REFURBISHED
HEATING COIL | HEATING COIL | SML | SMELL | BREAKTRP | BREAKER TRIP | REINS | REINSTALLED
HEATING COIL | HEATING COIL | SML | SMELL | BREAKTRP | BREAKER TRIP | REMOVE | REMOVED
HEATING COIL | HEATING COIL | SML | SMELL | BREAKTRP | BREAKER TRIP | REP | REPAIRED/RESTORED/ADJUSTED
HEATING COIL | HEATING COIL | SML | SMELL | BREAKTRP | BREAKER TRIP | REWIRE | REWIRED
HEATING COIL | HEATING COIL | SML | SMELL | BREAKTRP | BREAKER TRIP | RPL | REPLACED
HEATING COIL | HEATING COIL | SML | SMELL | CORROSION | RUST/CORROSION | MOD | MODIFIED
HEATING COIL | HEATING COIL | SML | SMELL | CORROSION | RUST/CORROSION | CLEAN | CLEANED
HEATING COIL | HEATING COIL | SML | SMELL | CORROSION | RUST/CORROSION | CLOSE | SECURED/CLOSED
HEATING COIL | HEATING COIL | SML | SMELL | CORROSION | RUST/CORROSION | CONN | CONNECTED
HEATING COIL | HEATING COIL | SML | SMELL | CORROSION | RUST/CORROSION | DISCONN | DISCONNECTED
HEATING COIL | HEATING COIL | SML | SMELL | CORROSION | RUST/CORROSION | NOF | NO FAULT FOUND
HEATING COIL | HEATING COIL | SML | SMELL | CORROSION | RUST/CORROSION | OTHER-R | OTHER REMEDY
HEATING COIL | HEATING COIL | SML | SMELL | CORROSION | RUST/CORROSION | OVH | OVERHAULED/REBUILT/REFURBISHED
HEATING COIL | HEATING COIL | SML | SMELL | CORROSION | RUST/CORROSION | REINS | REINSTALLED
HEATING COIL | HEATING COIL | SML | SMELL | CORROSION | RUST/CORROSION | REMOVE | REMOVED
HEATING COIL | HEATING COIL | SML | SMELL | CORROSION | RUST/CORROSION | REP | REPAIRED/RESTORED/ADJUSTED
HEATING COIL | HEATING COIL | SML | SMELL | CORROSION | RUST/CORROSION | REWIRE | REWIRED
HEATING COIL | HEATING COIL | SML | SMELL | CORROSION | RUST/CORROSION | RPL | REPLACED
HEATING COIL | HEATING COIL | SML | SMELL | DAMAGE | DAMAGED/BROKEN | MOD | MODIFIED
HEATING COIL | HEATING COIL | SML | SMELL | DAMAGE | DAMAGED/BROKEN | CLEAN | CLEANED
HEATING COIL | HEATING COIL | SML | SMELL | DAMAGE | DAMAGED/BROKEN | CLOSE | SECURED/CLOSED
HEATING COIL | HEATING COIL | SML | SMELL | DAMAGE | DAMAGED/BROKEN | CONN | CONNECTED
HEATING COIL | HEATING COIL | SML | SMELL | DAMAGE | DAMAGED/BROKEN | DISCONN | DISCONNECTED
HEATING COIL | HEATING COIL | SML | SMELL | DAMAGE | DAMAGED/BROKEN | NOF | NO FAULT FOUND
HEATING COIL | HEATING COIL | SML | SMELL | DAMAGE | DAMAGED/BROKEN | OTHER-R | OTHER REMEDY
HEATING COIL | HEATING COIL | SML | SMELL | DAMAGE | DAMAGED/BROKEN | OVH | OVERHAULED/REBUILT/REFURBISHED
HEATING COIL | HEATING COIL | SML | SMELL | DAMAGE | DAMAGED/BROKEN | REINS | REINSTALLED
HEATING COIL | HEATING COIL | SML | SMELL | DAMAGE | DAMAGED/BROKEN | REMOVE | REMOVED
HEATING COIL | HEATING COIL | SML | SMELL | DAMAGE | DAMAGED/BROKEN | REP | REPAIRED/RESTORED/ADJUSTED
HEATING COIL | HEATING COIL | SML | SMELL | DAMAGE | DAMAGED/BROKEN | REWIRE | REWIRED
HEATING COIL | HEATING COIL | SML | SMELL | DAMAGE | DAMAGED/BROKEN | RPL | REPLACED
HEATING COIL | HEATING COIL | SML | SMELL | DESGEN | DESIGN RELATED | MOD | MODIFIED
HEATING COIL | HEATING COIL | SML | SMELL | DESGEN | DESIGN RELATED | CLEAN | CLEANED
HEATING COIL | HEATING COIL | SML | SMELL | DESGEN | DESIGN RELATED | CLOSE | SECURED/CLOSED
HEATING COIL | HEATING COIL | SML | SMELL | DESGEN | DESIGN RELATED | CONN | CONNECTED
HEATING COIL | HEATING COIL | SML | SMELL | DESGEN | DESIGN RELATED | DISCONN | DISCONNECTED
HEATING COIL | HEATING COIL | SML | SMELL | DESGEN | DESIGN RELATED | NOF | NO FAULT FOUND
HEATING COIL | HEATING COIL | SML | SMELL | DESGEN | DESIGN RELATED | OTHER-R | OTHER REMEDY
HEATING COIL | HEATING COIL | SML | SMELL | DESGEN | DESIGN RELATED | OVH | OVERHAULED/REBUILT/REFURBISHED
HEATING COIL | HEATING COIL | SML | SMELL | DESGEN | DESIGN RELATED | REINS | REINSTALLED
HEATING COIL | HEATING COIL | SML | SMELL | DESGEN | DESIGN RELATED | REMOVE | REMOVED
HEATING COIL | HEATING COIL | SML | SMELL | DESGEN | DESIGN RELATED | REP | REPAIRED/RESTORED/ADJUSTED
HEATING COIL | HEATING COIL | SML | SMELL | DESGEN | DESIGN RELATED | REWIRE | REWIRED
HEATING COIL | HEATING COIL | SML | SMELL | DESGEN | DESIGN RELATED | RPL | REPLACED
HEATING COIL | HEATING COIL | SML | SMELL | DIRTY | DIRTY | MOD | MODIFIED
HEATING COIL | HEATING COIL | SML | SMELL | DIRTY | DIRTY | CLEAN | CLEANED
HEATING COIL | HEATING COIL | SML | SMELL | DIRTY | DIRTY | CLOSE | SECURED/CLOSED
HEATING COIL | HEATING COIL | SML | SMELL | DIRTY | DIRTY | CONN | CONNECTED
HEATING COIL | HEATING COIL | SML | SMELL | DIRTY | DIRTY | DISCONN | DISCONNECTED
HEATING COIL | HEATING COIL | SML | SMELL | DIRTY | DIRTY | NOF | NO FAULT FOUND
HEATING COIL | HEATING COIL | SML | SMELL | DIRTY | DIRTY | OTHER-R | OTHER REMEDY
HEATING COIL | HEATING COIL | SML | SMELL | DIRTY | DIRTY | OVH | OVERHAULED/REBUILT/REFURBISHED
HEATING COIL | HEATING COIL | SML | SMELL | DIRTY | DIRTY | REINS | REINSTALLED
HEATING COIL | HEATING COIL | SML | SMELL | DIRTY | DIRTY | REMOVE | REMOVED
HEATING COIL | HEATING COIL | SML | SMELL | DIRTY | DIRTY | REP | REPAIRED/RESTORED/ADJUSTED
HEATING COIL | HEATING COIL | SML | SMELL | DIRTY | DIRTY | REWIRE | REWIRED
HEATING COIL | HEATING COIL | SML | SMELL | DIRTY | DIRTY | RPL | REPLACED
HEATING COIL | HEATING COIL | SML | SMELL | EXPWT | EXPECTED WEAR AND TEAR | MOD | MODIFIED
HEATING COIL | HEATING COIL | SML | SMELL | EXPWT | EXPECTED WEAR AND TEAR | CLEAN | CLEANED
HEATING COIL | HEATING COIL | SML | SMELL | EXPWT | EXPECTED WEAR AND TEAR | CLOSE | SECURED/CLOSED
HEATING COIL | HEATING COIL | SML | SMELL | EXPWT | EXPECTED WEAR AND TEAR | CONN | CONNECTED
HEATING COIL | HEATING COIL | SML | SMELL | EXPWT | EXPECTED WEAR AND TEAR | DISCONN | DISCONNECTED
HEATING COIL | HEATING COIL | SML | SMELL | EXPWT | EXPECTED WEAR AND TEAR | NOF | NO FAULT FOUND
HEATING COIL | HEATING COIL | SML | SMELL | EXPWT | EXPECTED WEAR AND TEAR | OTHER-R | OTHER REMEDY
HEATING COIL | HEATING COIL | SML | SMELL | EXPWT | EXPECTED WEAR AND TEAR | OVH | OVERHAULED/REBUILT/REFURBISHED
HEATING COIL | HEATING COIL | SML | SMELL | EXPWT | EXPECTED WEAR AND TEAR | REINS | REINSTALLED
HEATING COIL | HEATING COIL | SML | SMELL | EXPWT | EXPECTED WEAR AND TEAR | REMOVE | REMOVED
HEATING COIL | HEATING COIL | SML | SMELL | EXPWT | EXPECTED WEAR AND TEAR | REP | REPAIRED/RESTORED/ADJUSTED
HEATING COIL | HEATING COIL | SML | SMELL | EXPWT | EXPECTED WEAR AND TEAR | REWIRE | REWIRED
HEATING COIL | HEATING COIL | SML | SMELL | EXPWT | EXPECTED WEAR AND TEAR | RPL | REPLACED
HEATING COIL | HEATING COIL | SML | SMELL | FABGEN | FABRICATION/INSTALLATION RELATED | MOD | MODIFIED
HEATING COIL | HEATING COIL | SML | SMELL | FABGEN | FABRICATION/INSTALLATION RELATED | CLEAN | CLEANED
HEATING COIL | HEATING COIL | SML | SMELL | FABGEN | FABRICATION/INSTALLATION RELATED | CLOSE | SECURED/CLOSED
HEATING COIL | HEATING COIL | SML | SMELL | FABGEN | FABRICATION/INSTALLATION RELATED | CONN | CONNECTED
HEATING COIL | HEATING COIL | SML | SMELL | FABGEN | FABRICATION/INSTALLATION RELATED | DISCONN | DISCONNECTED
HEATING COIL | HEATING COIL | SML | SMELL | FABGEN | FABRICATION/INSTALLATION RELATED | NOF | NO FAULT FOUND
HEATING COIL | HEATING COIL | SML | SMELL | FABGEN | FABRICATION/INSTALLATION RELATED | OTHER-R | OTHER REMEDY
HEATING COIL | HEATING COIL | SML | SMELL | FABGEN | FABRICATION/INSTALLATION RELATED | OVH | OVERHAULED/REBUILT/REFURBISHED
HEATING COIL | HEATING COIL | SML | SMELL | FABGEN | FABRICATION/INSTALLATION RELATED | REINS | REINSTALLED
HEATING COIL | HEATING COIL | SML | SMELL | FABGEN | FABRICATION/INSTALLATION RELATED | REMOVE | REMOVED
HEATING COIL | HEATING COIL | SML | SMELL | FABGEN | FABRICATION/INSTALLATION RELATED | REP | REPAIRED/RESTORED/ADJUSTED
HEATING COIL | HEATING COIL | SML | SMELL | FABGEN | FABRICATION/INSTALLATION RELATED | REWIRE | REWIRED
HEATING COIL | HEATING COIL | SML | SMELL | FABGEN | FABRICATION/INSTALLATION RELATED | RPL | REPLACED
HEATING COIL | HEATING COIL | SML | SMELL | LOOSE | LOOSE/MISALIGNED | MOD | MODIFIED
HEATING COIL | HEATING COIL | SML | SMELL | LOOSE | LOOSE/MISALIGNED | CLEAN | CLEANED
HEATING COIL | HEATING COIL | SML | SMELL | LOOSE | LOOSE/MISALIGNED | CLOSE | SECURED/CLOSED
HEATING COIL | HEATING COIL | SML | SMELL | LOOSE | LOOSE/MISALIGNED | CONN | CONNECTED
HEATING COIL | HEATING COIL | SML | SMELL | LOOSE | LOOSE/MISALIGNED | DISCONN | DISCONNECTED
HEATING COIL | HEATING COIL | SML | SMELL | LOOSE | LOOSE/MISALIGNED | NOF | NO FAULT FOUND
HEATING COIL | HEATING COIL | SML | SMELL | LOOSE | LOOSE/MISALIGNED | OTHER-R | OTHER REMEDY
HEATING COIL | HEATING COIL | SML | SMELL | LOOSE | LOOSE/MISALIGNED | OVH | OVERHAULED/REBUILT/REFURBISHED
HEATING COIL | HEATING COIL | SML | SMELL | LOOSE | LOOSE/MISALIGNED | REINS | REINSTALLED
HEATING COIL | HEATING COIL | SML | SMELL | LOOSE | LOOSE/MISALIGNED | REMOVE | REMOVED
HEATING COIL | HEATING COIL | SML | SMELL | LOOSE | LOOSE/MISALIGNED | REP | REPAIRED/RESTORED/ADJUSTED
HEATING COIL | HEATING COIL | SML | SMELL | LOOSE | LOOSE/MISALIGNED | REWIRE | REWIRED
HEATING COIL | HEATING COIL | SML | SMELL | LOOSE | LOOSE/MISALIGNED | RPL | REPLACED
HEATING COIL | HEATING COIL | SML | SMELL | NOCAUSE | NO CAUSE FOUND | MOD | MODIFIED
HEATING COIL | HEATING COIL | SML | SMELL | NOCAUSE | NO CAUSE FOUND | CLEAN | CLEANED
HEATING COIL | HEATING COIL | SML | SMELL | NOCAUSE | NO CAUSE FOUND | CLOSE | SECURED/CLOSED
HEATING COIL | HEATING COIL | SML | SMELL | NOCAUSE | NO CAUSE FOUND | CONN | CONNECTED
HEATING COIL | HEATING COIL | SML | SMELL | NOCAUSE | NO CAUSE FOUND | DISCONN | DISCONNECTED
HEATING COIL | HEATING COIL | SML | SMELL | NOCAUSE | NO CAUSE FOUND | NOF | NO FAULT FOUND
HEATING COIL | HEATING COIL | SML | SMELL | NOCAUSE | NO CAUSE FOUND | OTHER-R | OTHER REMEDY
HEATING COIL | HEATING COIL | SML | SMELL | NOCAUSE | NO CAUSE FOUND | OVH | OVERHAULED/REBUILT/REFURBISHED
HEATING COIL | HEATING COIL | SML | SMELL | NOCAUSE | NO CAUSE FOUND | REINS | REINSTALLED
HEATING COIL | HEATING COIL | SML | SMELL | NOCAUSE | NO CAUSE FOUND | REMOVE | REMOVED
HEATING COIL | HEATING COIL | SML | SMELL | NOCAUSE | NO CAUSE FOUND | REP | REPAIRED/RESTORED/ADJUSTED
HEATING COIL | HEATING COIL | SML | SMELL | NOCAUSE | NO CAUSE FOUND | REWIRE | REWIRED
HEATING COIL | HEATING COIL | SML | SMELL | NOCAUSE | NO CAUSE FOUND | RPL | REPLACED
HEATING COIL | HEATING COIL | SML | SMELL | OPSERRMTCERR | OPERATIONS/MAINTENANCE RELATED | MOD | MODIFIED
HEATING COIL | HEATING COIL | SML | SMELL | OPSERRMTCERR | OPERATIONS/MAINTENANCE RELATED | CLEAN | CLEANED
HEATING COIL | HEATING COIL | SML | SMELL | OPSERRMTCERR | OPERATIONS/MAINTENANCE RELATED | CLOSE | SECURED/CLOSED
HEATING COIL | HEATING COIL | SML | SMELL | OPSERRMTCERR | OPERATIONS/MAINTENANCE RELATED | CONN | CONNECTED
HEATING COIL | HEATING COIL | SML | SMELL | OPSERRMTCERR | OPERATIONS/MAINTENANCE RELATED | DISCONN | DISCONNECTED
HEATING COIL | HEATING COIL | SML | SMELL | OPSERRMTCERR | OPERATIONS/MAINTENANCE RELATED | NOF | NO FAULT FOUND
HEATING COIL | HEATING COIL | SML | SMELL | OPSERRMTCERR | OPERATIONS/MAINTENANCE RELATED | OTHER-R | OTHER REMEDY
HEATING COIL | HEATING COIL | SML | SMELL | OPSERRMTCERR | OPERATIONS/MAINTENANCE RELATED | OVH | OVERHAULED/REBUILT/REFURBISHED
HEATING COIL | HEATING COIL | SML | SMELL | OPSERRMTCERR | OPERATIONS/MAINTENANCE RELATED | REINS | REINSTALLED
HEATING COIL | HEATING COIL | SML | SMELL | OPSERRMTCERR | OPERATIONS/MAINTENANCE RELATED | REMOVE | REMOVED
HEATING COIL | HEATING COIL | SML | SMELL | OPSERRMTCERR | OPERATIONS/MAINTENANCE RELATED | REP | REPAIRED/RESTORED/ADJUSTED
HEATING COIL | HEATING COIL | SML | SMELL | OPSERRMTCERR | OPERATIONS/MAINTENANCE RELATED | REWIRE | REWIRED
HEATING COIL | HEATING COIL | SML | SMELL | OPSERRMTCERR | OPERATIONS/MAINTENANCE RELATED | RPL | REPLACED
HEATING COIL | HEATING COIL | SML | SMELL | OTHER-C | OTHER CAUSE | MOD | MODIFIED
HEATING COIL | HEATING COIL | SML | SMELL | OTHER-C | OTHER CAUSE | CLEAN | CLEANED
HEATING COIL | HEATING COIL | SML | SMELL | OTHER-C | OTHER CAUSE | CLOSE | SECURED/CLOSED
HEATING COIL | HEATING COIL | SML | SMELL | OTHER-C | OTHER CAUSE | CONN | CONNECTED
HEATING COIL | HEATING COIL | SML | SMELL | OTHER-C | OTHER CAUSE | DISCONN | DISCONNECTED
HEATING COIL | HEATING COIL | SML | SMELL | OTHER-C | OTHER CAUSE | NOF | NO FAULT FOUND
HEATING COIL | HEATING COIL | SML | SMELL | OTHER-C | OTHER CAUSE | OTHER-R | OTHER REMEDY
HEATING COIL | HEATING COIL | SML | SMELL | OTHER-C | OTHER CAUSE | OVH | OVERHAULED/REBUILT/REFURBISHED
HEATING COIL | HEATING COIL | SML | SMELL | OTHER-C | OTHER CAUSE | REINS | REINSTALLED
HEATING COIL | HEATING COIL | SML | SMELL | OTHER-C | OTHER CAUSE | REMOVE | REMOVED
HEATING COIL | HEATING COIL | SML | SMELL | OTHER-C | OTHER CAUSE | REP | REPAIRED/RESTORED/ADJUSTED
HEATING COIL | HEATING COIL | SML | SMELL | OTHER-C | OTHER CAUSE | REWIRE | REWIRED
HEATING COIL | HEATING COIL | SML | SMELL | OTHER-C | OTHER CAUSE | RPL | REPLACED
HEATING COIL | HEATING COIL | SML | SMELL | POWERSUP | POWER SUPPLY | MOD | MODIFIED
HEATING COIL | HEATING COIL | SML | SMELL | POWERSUP | POWER SUPPLY | CLEAN | CLEANED
HEATING COIL | HEATING COIL | SML | SMELL | POWERSUP | POWER SUPPLY | CLOSE | SECURED/CLOSED
HEATING COIL | HEATING COIL | SML | SMELL | POWERSUP | POWER SUPPLY | CONN | CONNECTED
HEATING COIL | HEATING COIL | SML | SMELL | POWERSUP | POWER SUPPLY | DISCONN | DISCONNECTED
HEATING COIL | HEATING COIL | SML | SMELL | POWERSUP | POWER SUPPLY | NOF | NO FAULT FOUND
HEATING COIL | HEATING COIL | SML | SMELL | POWERSUP | POWER SUPPLY | OTHER-R | OTHER REMEDY
HEATING COIL | HEATING COIL | SML | SMELL | POWERSUP | POWER SUPPLY | OVH | OVERHAULED/REBUILT/REFURBISHED
HEATING COIL | HEATING COIL | SML | SMELL | POWERSUP | POWER SUPPLY | REINS | REINSTALLED
HEATING COIL | HEATING COIL | SML | SMELL | POWERSUP | POWER SUPPLY | REMOVE | REMOVED
HEATING COIL | HEATING COIL | SML | SMELL | POWERSUP | POWER SUPPLY | REP | REPAIRED/RESTORED/ADJUSTED
HEATING COIL | HEATING COIL | SML | SMELL | POWERSUP | POWER SUPPLY | REWIRE | REWIRED
HEATING COIL | HEATING COIL | SML | SMELL | POWERSUP | POWER SUPPLY | RPL | REPLACED
HEATING COIL | HEATING COIL | TEMP | TEMP-CTRL | BREAKTRP | BREAKER TRIP | MOD | MODIFIED
HEATING COIL | HEATING COIL | TEMP | TEMP-CTRL | BREAKTRP | BREAKER TRIP | CLEAN | CLEANED
HEATING COIL | HEATING COIL | TEMP | TEMP-CTRL | BREAKTRP | BREAKER TRIP | CLOSE | SECURED/CLOSED
HEATING COIL | HEATING COIL | TEMP | TEMP-CTRL | BREAKTRP | BREAKER TRIP | CONN | CONNECTED
HEATING COIL | HEATING COIL | TEMP | TEMP-CTRL | BREAKTRP | BREAKER TRIP | DISCONN | DISCONNECTED
HEATING COIL | HEATING COIL | TEMP | TEMP-CTRL | BREAKTRP | BREAKER TRIP | NOF | NO FAULT FOUND
HEATING COIL | HEATING COIL | TEMP | TEMP-CTRL | BREAKTRP | BREAKER TRIP | OTHER-R | OTHER REMEDY
HEATING COIL | HEATING COIL | TEMP | TEMP-CTRL | BREAKTRP | BREAKER TRIP | OVH | OVERHAULED/REBUILT/REFURBISHED
HEATING COIL | HEATING COIL | TEMP | TEMP-CTRL | BREAKTRP | BREAKER TRIP | REINS | REINSTALLED
HEATING COIL | HEATING COIL | TEMP | TEMP-CTRL | BREAKTRP | BREAKER TRIP | REMOVE | REMOVED
HEATING COIL | HEATING COIL | TEMP | TEMP-CTRL | BREAKTRP | BREAKER TRIP | REP | REPAIRED/RESTORED/ADJUSTED
HEATING COIL | HEATING COIL | TEMP | TEMP-CTRL | BREAKTRP | BREAKER TRIP | REWIRE | REWIRED
HEATING COIL | HEATING COIL | TEMP | TEMP-CTRL | BREAKTRP | BREAKER TRIP | RPL | REPLACED
HEATING COIL | HEATING COIL | TEMP | TEMP-CTRL | CORROSION | RUST/CORROSION | MOD | MODIFIED
HEATING COIL | HEATING COIL | TEMP | TEMP-CTRL | CORROSION | RUST/CORROSION | CLEAN | CLEANED
HEATING COIL | HEATING COIL | TEMP | TEMP-CTRL | CORROSION | RUST/CORROSION | CLOSE | SECURED/CLOSED
HEATING COIL | HEATING COIL | TEMP | TEMP-CTRL | CORROSION | RUST/CORROSION | CONN | CONNECTED
HEATING COIL | HEATING COIL | TEMP | TEMP-CTRL | CORROSION | RUST/CORROSION | DISCONN | DISCONNECTED
HEATING COIL | HEATING COIL | TEMP | TEMP-CTRL | CORROSION | RUST/CORROSION | NOF | NO FAULT FOUND
HEATING COIL | HEATING COIL | TEMP | TEMP-CTRL | CORROSION | RUST/CORROSION | OTHER-R | OTHER REMEDY
HEATING COIL | HEATING COIL | TEMP | TEMP-CTRL | CORROSION | RUST/CORROSION | OVH | OVERHAULED/REBUILT/REFURBISHED
HEATING COIL | HEATING COIL | TEMP | TEMP-CTRL | CORROSION | RUST/CORROSION | REINS | REINSTALLED
HEATING COIL | HEATING COIL | TEMP | TEMP-CTRL | CORROSION | RUST/CORROSION | REMOVE | REMOVED
HEATING COIL | HEATING COIL | TEMP | TEMP-CTRL | CORROSION | RUST/CORROSION | REP | REPAIRED/RESTORED/ADJUSTED
HEATING COIL | HEATING COIL | TEMP | TEMP-CTRL | CORROSION | RUST/CORROSION | REWIRE | REWIRED
HEATING COIL | HEATING COIL | TEMP | TEMP-CTRL | CORROSION | RUST/CORROSION | RPL | REPLACED
HEATING COIL | HEATING COIL | TEMP | TEMP-CTRL | DAMAGE | DAMAGED/BROKEN | MOD | MODIFIED
HEATING COIL | HEATING COIL | TEMP | TEMP-CTRL | DAMAGE | DAMAGED/BROKEN | CLEAN | CLEANED
HEATING COIL | HEATING COIL | TEMP | TEMP-CTRL | DAMAGE | DAMAGED/BROKEN | CLOSE | SECURED/CLOSED
HEATING COIL | HEATING COIL | TEMP | TEMP-CTRL | DAMAGE | DAMAGED/BROKEN | CONN | CONNECTED
HEATING COIL | HEATING COIL | TEMP | TEMP-CTRL | DAMAGE | DAMAGED/BROKEN | DISCONN | DISCONNECTED
HEATING COIL | HEATING COIL | TEMP | TEMP-CTRL | DAMAGE | DAMAGED/BROKEN | NOF | NO FAULT FOUND
HEATING COIL | HEATING COIL | TEMP | TEMP-CTRL | DAMAGE | DAMAGED/BROKEN | OTHER-R | OTHER REMEDY
HEATING COIL | HEATING COIL | TEMP | TEMP-CTRL | DAMAGE | DAMAGED/BROKEN | OVH | OVERHAULED/REBUILT/REFURBISHED
HEATING COIL | HEATING COIL | TEMP | TEMP-CTRL | DAMAGE | DAMAGED/BROKEN | REINS | REINSTALLED
HEATING COIL | HEATING COIL | TEMP | TEMP-CTRL | DAMAGE | DAMAGED/BROKEN | REMOVE | REMOVED
HEATING COIL | HEATING COIL | TEMP | TEMP-CTRL | DAMAGE | DAMAGED/BROKEN | REP | REPAIRED/RESTORED/ADJUSTED
HEATING COIL | HEATING COIL | TEMP | TEMP-CTRL | DAMAGE | DAMAGED/BROKEN | REWIRE | REWIRED
HEATING COIL | HEATING COIL | TEMP | TEMP-CTRL | DAMAGE | DAMAGED/BROKEN | RPL | REPLACED
HEATING COIL | HEATING COIL | TEMP | TEMP-CTRL | DESGEN | DESIGN RELATED | MOD | MODIFIED
HEATING COIL | HEATING COIL | TEMP | TEMP-CTRL | DESGEN | DESIGN RELATED | CLEAN | CLEANED
HEATING COIL | HEATING COIL | TEMP | TEMP-CTRL | DESGEN | DESIGN RELATED | CLOSE | SECURED/CLOSED
HEATING COIL | HEATING COIL | TEMP | TEMP-CTRL | DESGEN | DESIGN RELATED | CONN | CONNECTED
HEATING COIL | HEATING COIL | TEMP | TEMP-CTRL | DESGEN | DESIGN RELATED | DISCONN | DISCONNECTED
HEATING COIL | HEATING COIL | TEMP | TEMP-CTRL | DESGEN | DESIGN RELATED | NOF | NO FAULT FOUND
HEATING COIL | HEATING COIL | TEMP | TEMP-CTRL | DESGEN | DESIGN RELATED | OTHER-R | OTHER REMEDY
HEATING COIL | HEATING COIL | TEMP | TEMP-CTRL | DESGEN | DESIGN RELATED | OVH | OVERHAULED/REBUILT/REFURBISHED
HEATING COIL | HEATING COIL | TEMP | TEMP-CTRL | DESGEN | DESIGN RELATED | REINS | REINSTALLED
HEATING COIL | HEATING COIL | TEMP | TEMP-CTRL | DESGEN | DESIGN RELATED | REMOVE | REMOVED
HEATING COIL | HEATING COIL | TEMP | TEMP-CTRL | DESGEN | DESIGN RELATED | REP | REPAIRED/RESTORED/ADJUSTED
HEATING COIL | HEATING COIL | TEMP | TEMP-CTRL | DESGEN | DESIGN RELATED | REWIRE | REWIRED
HEATING COIL | HEATING COIL | TEMP | TEMP-CTRL | DESGEN | DESIGN RELATED | RPL | REPLACED
HEATING COIL | HEATING COIL | TEMP | TEMP-CTRL | DIRTY | DIRTY | MOD | MODIFIED
HEATING COIL | HEATING COIL | TEMP | TEMP-CTRL | DIRTY | DIRTY | CLEAN | CLEANED
HEATING COIL | HEATING COIL | TEMP | TEMP-CTRL | DIRTY | DIRTY | CLOSE | SECURED/CLOSED
HEATING COIL | HEATING COIL | TEMP | TEMP-CTRL | DIRTY | DIRTY | CONN | CONNECTED
HEATING COIL | HEATING COIL | TEMP | TEMP-CTRL | DIRTY | DIRTY | DISCONN | DISCONNECTED
HEATING COIL | HEATING COIL | TEMP | TEMP-CTRL | DIRTY | DIRTY | NOF | NO FAULT FOUND
HEATING COIL | HEATING COIL | TEMP | TEMP-CTRL | DIRTY | DIRTY | OTHER-R | OTHER REMEDY
HEATING COIL | HEATING COIL | TEMP | TEMP-CTRL | DIRTY | DIRTY | OVH | OVERHAULED/REBUILT/REFURBISHED
HEATING COIL | HEATING COIL | TEMP | TEMP-CTRL | DIRTY | DIRTY | REINS | REINSTALLED
HEATING COIL | HEATING COIL | TEMP | TEMP-CTRL | DIRTY | DIRTY | REMOVE | REMOVED
HEATING COIL | HEATING COIL | TEMP | TEMP-CTRL | DIRTY | DIRTY | REP | REPAIRED/RESTORED/ADJUSTED
HEATING COIL | HEATING COIL | TEMP | TEMP-CTRL | DIRTY | DIRTY | REWIRE | REWIRED
HEATING COIL | HEATING COIL | TEMP | TEMP-CTRL | DIRTY | DIRTY | RPL | REPLACED
HEATING COIL | HEATING COIL | TEMP | TEMP-CTRL | EXPWT | EXPECTED WEAR AND TEAR | MOD | MODIFIED
HEATING COIL | HEATING COIL | TEMP | TEMP-CTRL | EXPWT | EXPECTED WEAR AND TEAR | CLEAN | CLEANED
HEATING COIL | HEATING COIL | TEMP | TEMP-CTRL | EXPWT | EXPECTED WEAR AND TEAR | CLOSE | SECURED/CLOSED
HEATING COIL | HEATING COIL | TEMP | TEMP-CTRL | EXPWT | EXPECTED WEAR AND TEAR | CONN | CONNECTED
HEATING COIL | HEATING COIL | TEMP | TEMP-CTRL | EXPWT | EXPECTED WEAR AND TEAR | DISCONN | DISCONNECTED
HEATING COIL | HEATING COIL | TEMP | TEMP-CTRL | EXPWT | EXPECTED WEAR AND TEAR | NOF | NO FAULT FOUND
HEATING COIL | HEATING COIL | TEMP | TEMP-CTRL | EXPWT | EXPECTED WEAR AND TEAR | OTHER-R | OTHER REMEDY
HEATING COIL | HEATING COIL | TEMP | TEMP-CTRL | EXPWT | EXPECTED WEAR AND TEAR | OVH | OVERHAULED/REBUILT/REFURBISHED
HEATING COIL | HEATING COIL | TEMP | TEMP-CTRL | EXPWT | EXPECTED WEAR AND TEAR | REINS | REINSTALLED
HEATING COIL | HEATING COIL | TEMP | TEMP-CTRL | EXPWT | EXPECTED WEAR AND TEAR | REMOVE | REMOVED
HEATING COIL | HEATING COIL | TEMP | TEMP-CTRL | EXPWT | EXPECTED WEAR AND TEAR | REP | REPAIRED/RESTORED/ADJUSTED
HEATING COIL | HEATING COIL | TEMP | TEMP-CTRL | EXPWT | EXPECTED WEAR AND TEAR | REWIRE | REWIRED
HEATING COIL | HEATING COIL | TEMP | TEMP-CTRL | EXPWT | EXPECTED WEAR AND TEAR | RPL | REPLACED
HEATING COIL | HEATING COIL | TEMP | TEMP-CTRL | FABGEN | FABRICATION/INSTALLATION RELATED | MOD | MODIFIED
HEATING COIL | HEATING COIL | TEMP | TEMP-CTRL | FABGEN | FABRICATION/INSTALLATION RELATED | CLEAN | CLEANED
HEATING COIL | HEATING COIL | TEMP | TEMP-CTRL | FABGEN | FABRICATION/INSTALLATION RELATED | CLOSE | SECURED/CLOSED
HEATING COIL | HEATING COIL | TEMP | TEMP-CTRL | FABGEN | FABRICATION/INSTALLATION RELATED | CONN | CONNECTED
HEATING COIL | HEATING COIL | TEMP | TEMP-CTRL | FABGEN | FABRICATION/INSTALLATION RELATED | DISCONN | DISCONNECTED
HEATING COIL | HEATING COIL | TEMP | TEMP-CTRL | FABGEN | FABRICATION/INSTALLATION RELATED | NOF | NO FAULT FOUND
HEATING COIL | HEATING COIL | TEMP | TEMP-CTRL | FABGEN | FABRICATION/INSTALLATION RELATED | OTHER-R | OTHER REMEDY
HEATING COIL | HEATING COIL | TEMP | TEMP-CTRL | FABGEN | FABRICATION/INSTALLATION RELATED | OVH | OVERHAULED/REBUILT/REFURBISHED
HEATING COIL | HEATING COIL | TEMP | TEMP-CTRL | FABGEN | FABRICATION/INSTALLATION RELATED | REINS | REINSTALLED
HEATING COIL | HEATING COIL | TEMP | TEMP-CTRL | FABGEN | FABRICATION/INSTALLATION RELATED | REMOVE | REMOVED
HEATING COIL | HEATING COIL | TEMP | TEMP-CTRL | FABGEN | FABRICATION/INSTALLATION RELATED | REP | REPAIRED/RESTORED/ADJUSTED
HEATING COIL | HEATING COIL | TEMP | TEMP-CTRL | FABGEN | FABRICATION/INSTALLATION RELATED | REWIRE | REWIRED
HEATING COIL | HEATING COIL | TEMP | TEMP-CTRL | FABGEN | FABRICATION/INSTALLATION RELATED | RPL | REPLACED
HEATING COIL | HEATING COIL | TEMP | TEMP-CTRL | LOOSE | LOOSE/MISALIGNED | MOD | MODIFIED
HEATING COIL | HEATING COIL | TEMP | TEMP-CTRL | LOOSE | LOOSE/MISALIGNED | CLEAN | CLEANED
HEATING COIL | HEATING COIL | TEMP | TEMP-CTRL | LOOSE | LOOSE/MISALIGNED | CLOSE | SECURED/CLOSED
HEATING COIL | HEATING COIL | TEMP | TEMP-CTRL | LOOSE | LOOSE/MISALIGNED | CONN | CONNECTED
HEATING COIL | HEATING COIL | TEMP | TEMP-CTRL | LOOSE | LOOSE/MISALIGNED | DISCONN | DISCONNECTED
HEATING COIL | HEATING COIL | TEMP | TEMP-CTRL | LOOSE | LOOSE/MISALIGNED | NOF | NO FAULT FOUND
HEATING COIL | HEATING COIL | TEMP | TEMP-CTRL | LOOSE | LOOSE/MISALIGNED | OTHER-R | OTHER REMEDY
HEATING COIL | HEATING COIL | TEMP | TEMP-CTRL | LOOSE | LOOSE/MISALIGNED | OVH | OVERHAULED/REBUILT/REFURBISHED
HEATING COIL | HEATING COIL | TEMP | TEMP-CTRL | LOOSE | LOOSE/MISALIGNED | REINS | REINSTALLED
HEATING COIL | HEATING COIL | TEMP | TEMP-CTRL | LOOSE | LOOSE/MISALIGNED | REMOVE | REMOVED
HEATING COIL | HEATING COIL | TEMP | TEMP-CTRL | LOOSE | LOOSE/MISALIGNED | REP | REPAIRED/RESTORED/ADJUSTED
HEATING COIL | HEATING COIL | TEMP | TEMP-CTRL | LOOSE | LOOSE/MISALIGNED | REWIRE | REWIRED
HEATING COIL | HEATING COIL | TEMP | TEMP-CTRL | LOOSE | LOOSE/MISALIGNED | RPL | REPLACED
HEATING COIL | HEATING COIL | TEMP | TEMP-CTRL | NOCAUSE | NO CAUSE FOUND | MOD | MODIFIED
HEATING COIL | HEATING COIL | TEMP | TEMP-CTRL | NOCAUSE | NO CAUSE FOUND | CLEAN | CLEANED
HEATING COIL | HEATING COIL | TEMP | TEMP-CTRL | NOCAUSE | NO CAUSE FOUND | CLOSE | SECURED/CLOSED
HEATING COIL | HEATING COIL | TEMP | TEMP-CTRL | NOCAUSE | NO CAUSE FOUND | CONN | CONNECTED
HEATING COIL | HEATING COIL | TEMP | TEMP-CTRL | NOCAUSE | NO CAUSE FOUND | DISCONN | DISCONNECTED
HEATING COIL | HEATING COIL | TEMP | TEMP-CTRL | NOCAUSE | NO CAUSE FOUND | NOF | NO FAULT FOUND
HEATING COIL | HEATING COIL | TEMP | TEMP-CTRL | NOCAUSE | NO CAUSE FOUND | OTHER-R | OTHER REMEDY
HEATING COIL | HEATING COIL | TEMP | TEMP-CTRL | NOCAUSE | NO CAUSE FOUND | OVH | OVERHAULED/REBUILT/REFURBISHED
HEATING COIL | HEATING COIL | TEMP | TEMP-CTRL | NOCAUSE | NO CAUSE FOUND | REINS | REINSTALLED
HEATING COIL | HEATING COIL | TEMP | TEMP-CTRL | NOCAUSE | NO CAUSE FOUND | REMOVE | REMOVED
HEATING COIL | HEATING COIL | TEMP | TEMP-CTRL | NOCAUSE | NO CAUSE FOUND | REP | REPAIRED/RESTORED/ADJUSTED
HEATING COIL | HEATING COIL | TEMP | TEMP-CTRL | NOCAUSE | NO CAUSE FOUND | REWIRE | REWIRED
HEATING COIL | HEATING COIL | TEMP | TEMP-CTRL | NOCAUSE | NO CAUSE FOUND | RPL | REPLACED
HEATING COIL | HEATING COIL | TEMP | TEMP-CTRL | OPSERRMTCERR | OPERATIONS/MAINTENANCE RELATED | MOD | MODIFIED
HEATING COIL | HEATING COIL | TEMP | TEMP-CTRL | OPSERRMTCERR | OPERATIONS/MAINTENANCE RELATED | CLEAN | CLEANED
HEATING COIL | HEATING COIL | TEMP | TEMP-CTRL | OPSERRMTCERR | OPERATIONS/MAINTENANCE RELATED | CLOSE | SECURED/CLOSED
HEATING COIL | HEATING COIL | TEMP | TEMP-CTRL | OPSERRMTCERR | OPERATIONS/MAINTENANCE RELATED | CONN | CONNECTED
HEATING COIL | HEATING COIL | TEMP | TEMP-CTRL | OPSERRMTCERR | OPERATIONS/MAINTENANCE RELATED | DISCONN | DISCONNECTED
HEATING COIL | HEATING COIL | TEMP | TEMP-CTRL | OPSERRMTCERR | OPERATIONS/MAINTENANCE RELATED | NOF | NO FAULT FOUND
HEATING COIL | HEATING COIL | TEMP | TEMP-CTRL | OPSERRMTCERR | OPERATIONS/MAINTENANCE RELATED | OTHER-R | OTHER REMEDY
HEATING COIL | HEATING COIL | TEMP | TEMP-CTRL | OPSERRMTCERR | OPERATIONS/MAINTENANCE RELATED | OVH | OVERHAULED/REBUILT/REFURBISHED
HEATING COIL | HEATING COIL | TEMP | TEMP-CTRL | OPSERRMTCERR | OPERATIONS/MAINTENANCE RELATED | REINS | REINSTALLED
HEATING COIL | HEATING COIL | TEMP | TEMP-CTRL | OPSERRMTCERR | OPERATIONS/MAINTENANCE RELATED | REMOVE | REMOVED
HEATING COIL | HEATING COIL | TEMP | TEMP-CTRL | OPSERRMTCERR | OPERATIONS/MAINTENANCE RELATED | REP | REPAIRED/RESTORED/ADJUSTED
HEATING COIL | HEATING COIL | TEMP | TEMP-CTRL | OPSERRMTCERR | OPERATIONS/MAINTENANCE RELATED | REWIRE | REWIRED
HEATING COIL | HEATING COIL | TEMP | TEMP-CTRL | OPSERRMTCERR | OPERATIONS/MAINTENANCE RELATED | RPL | REPLACED
HEATING COIL | HEATING COIL | TEMP | TEMP-CTRL | OTHER-C | OTHER CAUSE | MOD | MODIFIED
HEATING COIL | HEATING COIL | TEMP | TEMP-CTRL | OTHER-C | OTHER CAUSE | CLEAN | CLEANED
HEATING COIL | HEATING COIL | TEMP | TEMP-CTRL | OTHER-C | OTHER CAUSE | CLOSE | SECURED/CLOSED
HEATING COIL | HEATING COIL | TEMP | TEMP-CTRL | OTHER-C | OTHER CAUSE | CONN | CONNECTED
HEATING COIL | HEATING COIL | TEMP | TEMP-CTRL | OTHER-C | OTHER CAUSE | DISCONN | DISCONNECTED
HEATING COIL | HEATING COIL | TEMP | TEMP-CTRL | OTHER-C | OTHER CAUSE | NOF | NO FAULT FOUND
HEATING COIL | HEATING COIL | TEMP | TEMP-CTRL | OTHER-C | OTHER CAUSE | OTHER-R | OTHER REMEDY
HEATING COIL | HEATING COIL | TEMP | TEMP-CTRL | OTHER-C | OTHER CAUSE | OVH | OVERHAULED/REBUILT/REFURBISHED
HEATING COIL | HEATING COIL | TEMP | TEMP-CTRL | OTHER-C | OTHER CAUSE | REINS | REINSTALLED
HEATING COIL | HEATING COIL | TEMP | TEMP-CTRL | OTHER-C | OTHER CAUSE | REMOVE | REMOVED
HEATING COIL | HEATING COIL | TEMP | TEMP-CTRL | OTHER-C | OTHER CAUSE | REP | REPAIRED/RESTORED/ADJUSTED
HEATING COIL | HEATING COIL | TEMP | TEMP-CTRL | OTHER-C | OTHER CAUSE | REWIRE | REWIRED
HEATING COIL | HEATING COIL | TEMP | TEMP-CTRL | OTHER-C | OTHER CAUSE | RPL | REPLACED
HEATING COIL | HEATING COIL | TEMP | TEMP-CTRL | POWERSUP | POWER SUPPLY | MOD | MODIFIED
HEATING COIL | HEATING COIL | TEMP | TEMP-CTRL | POWERSUP | POWER SUPPLY | CLEAN | CLEANED
HEATING COIL | HEATING COIL | TEMP | TEMP-CTRL | POWERSUP | POWER SUPPLY | CLOSE | SECURED/CLOSED
HEATING COIL | HEATING COIL | TEMP | TEMP-CTRL | POWERSUP | POWER SUPPLY | CONN | CONNECTED
HEATING COIL | HEATING COIL | TEMP | TEMP-CTRL | POWERSUP | POWER SUPPLY | DISCONN | DISCONNECTED
HEATING COIL | HEATING COIL | TEMP | TEMP-CTRL | POWERSUP | POWER SUPPLY | NOF | NO FAULT FOUND
HEATING COIL | HEATING COIL | TEMP | TEMP-CTRL | POWERSUP | POWER SUPPLY | OTHER-R | OTHER REMEDY
HEATING COIL | HEATING COIL | TEMP | TEMP-CTRL | POWERSUP | POWER SUPPLY | OVH | OVERHAULED/REBUILT/REFURBISHED
HEATING COIL | HEATING COIL | TEMP | TEMP-CTRL | POWERSUP | POWER SUPPLY | REINS | REINSTALLED
HEATING COIL | HEATING COIL | TEMP | TEMP-CTRL | POWERSUP | POWER SUPPLY | REMOVE | REMOVED
HEATING COIL | HEATING COIL | TEMP | TEMP-CTRL | POWERSUP | POWER SUPPLY | REP | REPAIRED/RESTORED/ADJUSTED
HEATING COIL | HEATING COIL | TEMP | TEMP-CTRL | POWERSUP | POWER SUPPLY | REWIRE | REWIRED
HEATING COIL | HEATING COIL | TEMP | TEMP-CTRL | POWERSUP | POWER SUPPLY | RPL | REPLACED
HEATING COIL | HEATING COIL | VIB | VIBRATION | BREAKTRP | BREAKER TRIP | MOD | MODIFIED
HEATING COIL | HEATING COIL | VIB | VIBRATION | BREAKTRP | BREAKER TRIP | CLEAN | CLEANED
HEATING COIL | HEATING COIL | VIB | VIBRATION | BREAKTRP | BREAKER TRIP | CLOSE | SECURED/CLOSED
HEATING COIL | HEATING COIL | VIB | VIBRATION | BREAKTRP | BREAKER TRIP | CONN | CONNECTED
HEATING COIL | HEATING COIL | VIB | VIBRATION | BREAKTRP | BREAKER TRIP | DISCONN | DISCONNECTED
HEATING COIL | HEATING COIL | VIB | VIBRATION | BREAKTRP | BREAKER TRIP | NOF | NO FAULT FOUND
HEATING COIL | HEATING COIL | VIB | VIBRATION | BREAKTRP | BREAKER TRIP | OTHER-R | OTHER REMEDY
HEATING COIL | HEATING COIL | VIB | VIBRATION | BREAKTRP | BREAKER TRIP | OVH | OVERHAULED/REBUILT/REFURBISHED
HEATING COIL | HEATING COIL | VIB | VIBRATION | BREAKTRP | BREAKER TRIP | REINS | REINSTALLED
HEATING COIL | HEATING COIL | VIB | VIBRATION | BREAKTRP | BREAKER TRIP | REMOVE | REMOVED
HEATING COIL | HEATING COIL | VIB | VIBRATION | BREAKTRP | BREAKER TRIP | REP | REPAIRED/RESTORED/ADJUSTED
HEATING COIL | HEATING COIL | VIB | VIBRATION | BREAKTRP | BREAKER TRIP | REWIRE | REWIRED
HEATING COIL | HEATING COIL | VIB | VIBRATION | BREAKTRP | BREAKER TRIP | RPL | REPLACED
HEATING COIL | HEATING COIL | VIB | VIBRATION | CORROSION | RUST/CORROSION | MOD | MODIFIED
HEATING COIL | HEATING COIL | VIB | VIBRATION | CORROSION | RUST/CORROSION | CLEAN | CLEANED
HEATING COIL | HEATING COIL | VIB | VIBRATION | CORROSION | RUST/CORROSION | CLOSE | SECURED/CLOSED
HEATING COIL | HEATING COIL | VIB | VIBRATION | CORROSION | RUST/CORROSION | CONN | CONNECTED
HEATING COIL | HEATING COIL | VIB | VIBRATION | CORROSION | RUST/CORROSION | DISCONN | DISCONNECTED
HEATING COIL | HEATING COIL | VIB | VIBRATION | CORROSION | RUST/CORROSION | NOF | NO FAULT FOUND
HEATING COIL | HEATING COIL | VIB | VIBRATION | CORROSION | RUST/CORROSION | OTHER-R | OTHER REMEDY
HEATING COIL | HEATING COIL | VIB | VIBRATION | CORROSION | RUST/CORROSION | OVH | OVERHAULED/REBUILT/REFURBISHED
HEATING COIL | HEATING COIL | VIB | VIBRATION | CORROSION | RUST/CORROSION | REINS | REINSTALLED
HEATING COIL | HEATING COIL | VIB | VIBRATION | CORROSION | RUST/CORROSION | REMOVE | REMOVED
HEATING COIL | HEATING COIL | VIB | VIBRATION | CORROSION | RUST/CORROSION | REP | REPAIRED/RESTORED/ADJUSTED
HEATING COIL | HEATING COIL | VIB | VIBRATION | CORROSION | RUST/CORROSION | REWIRE | REWIRED
HEATING COIL | HEATING COIL | VIB | VIBRATION | CORROSION | RUST/CORROSION | RPL | REPLACED
HEATING COIL | HEATING COIL | VIB | VIBRATION | DAMAGE | DAMAGED/BROKEN | MOD | MODIFIED
HEATING COIL | HEATING COIL | VIB | VIBRATION | DAMAGE | DAMAGED/BROKEN | CLEAN | CLEANED
HEATING COIL | HEATING COIL | VIB | VIBRATION | DAMAGE | DAMAGED/BROKEN | CLOSE | SECURED/CLOSED
HEATING COIL | HEATING COIL | VIB | VIBRATION | DAMAGE | DAMAGED/BROKEN | CONN | CONNECTED
HEATING COIL | HEATING COIL | VIB | VIBRATION | DAMAGE | DAMAGED/BROKEN | DISCONN | DISCONNECTED
HEATING COIL | HEATING COIL | VIB | VIBRATION | DAMAGE | DAMAGED/BROKEN | NOF | NO FAULT FOUND
HEATING COIL | HEATING COIL | VIB | VIBRATION | DAMAGE | DAMAGED/BROKEN | OTHER-R | OTHER REMEDY
HEATING COIL | HEATING COIL | VIB | VIBRATION | DAMAGE | DAMAGED/BROKEN | OVH | OVERHAULED/REBUILT/REFURBISHED
HEATING COIL | HEATING COIL | VIB | VIBRATION | DAMAGE | DAMAGED/BROKEN | REINS | REINSTALLED
HEATING COIL | HEATING COIL | VIB | VIBRATION | DAMAGE | DAMAGED/BROKEN | REMOVE | REMOVED
HEATING COIL | HEATING COIL | VIB | VIBRATION | DAMAGE | DAMAGED/BROKEN | REP | REPAIRED/RESTORED/ADJUSTED
HEATING COIL | HEATING COIL | VIB | VIBRATION | DAMAGE | DAMAGED/BROKEN | REWIRE | REWIRED
HEATING COIL | HEATING COIL | VIB | VIBRATION | DAMAGE | DAMAGED/BROKEN | RPL | REPLACED
HEATING COIL | HEATING COIL | VIB | VIBRATION | DESGEN | DESIGN RELATED | MOD | MODIFIED
HEATING COIL | HEATING COIL | VIB | VIBRATION | DESGEN | DESIGN RELATED | CLEAN | CLEANED
HEATING COIL | HEATING COIL | VIB | VIBRATION | DESGEN | DESIGN RELATED | CLOSE | SECURED/CLOSED
HEATING COIL | HEATING COIL | VIB | VIBRATION | DESGEN | DESIGN RELATED | CONN | CONNECTED
HEATING COIL | HEATING COIL | VIB | VIBRATION | DESGEN | DESIGN RELATED | DISCONN | DISCONNECTED
HEATING COIL | HEATING COIL | VIB | VIBRATION | DESGEN | DESIGN RELATED | NOF | NO FAULT FOUND
HEATING COIL | HEATING COIL | VIB | VIBRATION | DESGEN | DESIGN RELATED | OTHER-R | OTHER REMEDY
HEATING COIL | HEATING COIL | VIB | VIBRATION | DESGEN | DESIGN RELATED | OVH | OVERHAULED/REBUILT/REFURBISHED
HEATING COIL | HEATING COIL | VIB | VIBRATION | DESGEN | DESIGN RELATED | REINS | REINSTALLED
HEATING COIL | HEATING COIL | VIB | VIBRATION | DESGEN | DESIGN RELATED | REMOVE | REMOVED
HEATING COIL | HEATING COIL | VIB | VIBRATION | DESGEN | DESIGN RELATED | REP | REPAIRED/RESTORED/ADJUSTED
HEATING COIL | HEATING COIL | VIB | VIBRATION | DESGEN | DESIGN RELATED | REWIRE | REWIRED
HEATING COIL | HEATING COIL | VIB | VIBRATION | DESGEN | DESIGN RELATED | RPL | REPLACED
HEATING COIL | HEATING COIL | VIB | VIBRATION | DIRTY | DIRTY | MOD | MODIFIED
HEATING COIL | HEATING COIL | VIB | VIBRATION | DIRTY | DIRTY | CLEAN | CLEANED
HEATING COIL | HEATING COIL | VIB | VIBRATION | DIRTY | DIRTY | CLOSE | SECURED/CLOSED
HEATING COIL | HEATING COIL | VIB | VIBRATION | DIRTY | DIRTY | CONN | CONNECTED
HEATING COIL | HEATING COIL | VIB | VIBRATION | DIRTY | DIRTY | DISCONN | DISCONNECTED
HEATING COIL | HEATING COIL | VIB | VIBRATION | DIRTY | DIRTY | NOF | NO FAULT FOUND
HEATING COIL | HEATING COIL | VIB | VIBRATION | DIRTY | DIRTY | OTHER-R | OTHER REMEDY
HEATING COIL | HEATING COIL | VIB | VIBRATION | DIRTY | DIRTY | OVH | OVERHAULED/REBUILT/REFURBISHED
HEATING COIL | HEATING COIL | VIB | VIBRATION | DIRTY | DIRTY | REINS | REINSTALLED
HEATING COIL | HEATING COIL | VIB | VIBRATION | DIRTY | DIRTY | REMOVE | REMOVED
HEATING COIL | HEATING COIL | VIB | VIBRATION | DIRTY | DIRTY | REP | REPAIRED/RESTORED/ADJUSTED
HEATING COIL | HEATING COIL | VIB | VIBRATION | DIRTY | DIRTY | REWIRE | REWIRED
HEATING COIL | HEATING COIL | VIB | VIBRATION | DIRTY | DIRTY | RPL | REPLACED
HEATING COIL | HEATING COIL | VIB | VIBRATION | EXPWT | EXPECTED WEAR AND TEAR | MOD | MODIFIED
HEATING COIL | HEATING COIL | VIB | VIBRATION | EXPWT | EXPECTED WEAR AND TEAR | CLEAN | CLEANED
HEATING COIL | HEATING COIL | VIB | VIBRATION | EXPWT | EXPECTED WEAR AND TEAR | CLOSE | SECURED/CLOSED
HEATING COIL | HEATING COIL | VIB | VIBRATION | EXPWT | EXPECTED WEAR AND TEAR | CONN | CONNECTED
HEATING COIL | HEATING COIL | VIB | VIBRATION | EXPWT | EXPECTED WEAR AND TEAR | DISCONN | DISCONNECTED
HEATING COIL | HEATING COIL | VIB | VIBRATION | EXPWT | EXPECTED WEAR AND TEAR | NOF | NO FAULT FOUND
HEATING COIL | HEATING COIL | VIB | VIBRATION | EXPWT | EXPECTED WEAR AND TEAR | OTHER-R | OTHER REMEDY
HEATING COIL | HEATING COIL | VIB | VIBRATION | EXPWT | EXPECTED WEAR AND TEAR | OVH | OVERHAULED/REBUILT/REFURBISHED
HEATING COIL | HEATING COIL | VIB | VIBRATION | EXPWT | EXPECTED WEAR AND TEAR | REINS | REINSTALLED
HEATING COIL | HEATING COIL | VIB | VIBRATION | EXPWT | EXPECTED WEAR AND TEAR | REMOVE | REMOVED
HEATING COIL | HEATING COIL | VIB | VIBRATION | EXPWT | EXPECTED WEAR AND TEAR | REP | REPAIRED/RESTORED/ADJUSTED
HEATING COIL | HEATING COIL | VIB | VIBRATION | EXPWT | EXPECTED WEAR AND TEAR | REWIRE | REWIRED
HEATING COIL | HEATING COIL | VIB | VIBRATION | EXPWT | EXPECTED WEAR AND TEAR | RPL | REPLACED
HEATING COIL | HEATING COIL | VIB | VIBRATION | FABGEN | FABRICATION/INSTALLATION RELATED | MOD | MODIFIED
HEATING COIL | HEATING COIL | VIB | VIBRATION | FABGEN | FABRICATION/INSTALLATION RELATED | CLEAN | CLEANED
HEATING COIL | HEATING COIL | VIB | VIBRATION | FABGEN | FABRICATION/INSTALLATION RELATED | CLOSE | SECURED/CLOSED
HEATING COIL | HEATING COIL | VIB | VIBRATION | FABGEN | FABRICATION/INSTALLATION RELATED | CONN | CONNECTED
HEATING COIL | HEATING COIL | VIB | VIBRATION | FABGEN | FABRICATION/INSTALLATION RELATED | DISCONN | DISCONNECTED
HEATING COIL | HEATING COIL | VIB | VIBRATION | FABGEN | FABRICATION/INSTALLATION RELATED | NOF | NO FAULT FOUND
HEATING COIL | HEATING COIL | VIB | VIBRATION | FABGEN | FABRICATION/INSTALLATION RELATED | OTHER-R | OTHER REMEDY
HEATING COIL | HEATING COIL | VIB | VIBRATION | FABGEN | FABRICATION/INSTALLATION RELATED | OVH | OVERHAULED/REBUILT/REFURBISHED
HEATING COIL | HEATING COIL | VIB | VIBRATION | FABGEN | FABRICATION/INSTALLATION RELATED | REINS | REINSTALLED
HEATING COIL | HEATING COIL | VIB | VIBRATION | FABGEN | FABRICATION/INSTALLATION RELATED | REMOVE | REMOVED
HEATING COIL | HEATING COIL | VIB | VIBRATION | FABGEN | FABRICATION/INSTALLATION RELATED | REP | REPAIRED/RESTORED/ADJUSTED
HEATING COIL | HEATING COIL | VIB | VIBRATION | FABGEN | FABRICATION/INSTALLATION RELATED | REWIRE | REWIRED
HEATING COIL | HEATING COIL | VIB | VIBRATION | FABGEN | FABRICATION/INSTALLATION RELATED | RPL | REPLACED
HEATING COIL | HEATING COIL | VIB | VIBRATION | LOOSE | LOOSE/MISALIGNED | MOD | MODIFIED
HEATING COIL | HEATING COIL | VIB | VIBRATION | LOOSE | LOOSE/MISALIGNED | CLEAN | CLEANED
HEATING COIL | HEATING COIL | VIB | VIBRATION | LOOSE | LOOSE/MISALIGNED | CLOSE | SECURED/CLOSED
HEATING COIL | HEATING COIL | VIB | VIBRATION | LOOSE | LOOSE/MISALIGNED | CONN | CONNECTED
HEATING COIL | HEATING COIL | VIB | VIBRATION | LOOSE | LOOSE/MISALIGNED | DISCONN | DISCONNECTED
HEATING COIL | HEATING COIL | VIB | VIBRATION | LOOSE | LOOSE/MISALIGNED | NOF | NO FAULT FOUND
HEATING COIL | HEATING COIL | VIB | VIBRATION | LOOSE | LOOSE/MISALIGNED | OTHER-R | OTHER REMEDY
HEATING COIL | HEATING COIL | VIB | VIBRATION | LOOSE | LOOSE/MISALIGNED | OVH | OVERHAULED/REBUILT/REFURBISHED
HEATING COIL | HEATING COIL | VIB | VIBRATION | LOOSE | LOOSE/MISALIGNED | REINS | REINSTALLED
HEATING COIL | HEATING COIL | VIB | VIBRATION | LOOSE | LOOSE/MISALIGNED | REMOVE | REMOVED
HEATING COIL | HEATING COIL | VIB | VIBRATION | LOOSE | LOOSE/MISALIGNED | REP | REPAIRED/RESTORED/ADJUSTED
HEATING COIL | HEATING COIL | VIB | VIBRATION | LOOSE | LOOSE/MISALIGNED | REWIRE | REWIRED
HEATING COIL | HEATING COIL | VIB | VIBRATION | LOOSE | LOOSE/MISALIGNED | RPL | REPLACED
HEATING COIL | HEATING COIL | VIB | VIBRATION | NOCAUSE | NO CAUSE FOUND | MOD | MODIFIED
HEATING COIL | HEATING COIL | VIB | VIBRATION | NOCAUSE | NO CAUSE FOUND | CLEAN | CLEANED
HEATING COIL | HEATING COIL | VIB | VIBRATION | NOCAUSE | NO CAUSE FOUND | CLOSE | SECURED/CLOSED
HEATING COIL | HEATING COIL | VIB | VIBRATION | NOCAUSE | NO CAUSE FOUND | CONN | CONNECTED
HEATING COIL | HEATING COIL | VIB | VIBRATION | NOCAUSE | NO CAUSE FOUND | DISCONN | DISCONNECTED
HEATING COIL | HEATING COIL | VIB | VIBRATION | NOCAUSE | NO CAUSE FOUND | NOF | NO FAULT FOUND
HEATING COIL | HEATING COIL | VIB | VIBRATION | NOCAUSE | NO CAUSE FOUND | OTHER-R | OTHER REMEDY
HEATING COIL | HEATING COIL | VIB | VIBRATION | NOCAUSE | NO CAUSE FOUND | OVH | OVERHAULED/REBUILT/REFURBISHED
HEATING COIL | HEATING COIL | VIB | VIBRATION | NOCAUSE | NO CAUSE FOUND | REINS | REINSTALLED
HEATING COIL | HEATING COIL | VIB | VIBRATION | NOCAUSE | NO CAUSE FOUND | REMOVE | REMOVED
HEATING COIL | HEATING COIL | VIB | VIBRATION | NOCAUSE | NO CAUSE FOUND | REP | REPAIRED/RESTORED/ADJUSTED
HEATING COIL | HEATING COIL | VIB | VIBRATION | NOCAUSE | NO CAUSE FOUND | REWIRE | REWIRED
HEATING COIL | HEATING COIL | VIB | VIBRATION | NOCAUSE | NO CAUSE FOUND | RPL | REPLACED
HEATING COIL | HEATING COIL | VIB | VIBRATION | OPSERRMTCERR | OPERATIONS/MAINTENANCE RELATED | MOD | MODIFIED
HEATING COIL | HEATING COIL | VIB | VIBRATION | OPSERRMTCERR | OPERATIONS/MAINTENANCE RELATED | CLEAN | CLEANED
HEATING COIL | HEATING COIL | VIB | VIBRATION | OPSERRMTCERR | OPERATIONS/MAINTENANCE RELATED | CLOSE | SECURED/CLOSED
HEATING COIL | HEATING COIL | VIB | VIBRATION | OPSERRMTCERR | OPERATIONS/MAINTENANCE RELATED | CONN | CONNECTED
HEATING COIL | HEATING COIL | VIB | VIBRATION | OPSERRMTCERR | OPERATIONS/MAINTENANCE RELATED | DISCONN | DISCONNECTED
HEATING COIL | HEATING COIL | VIB | VIBRATION | OPSERRMTCERR | OPERATIONS/MAINTENANCE RELATED | NOF | NO FAULT FOUND
HEATING COIL | HEATING COIL | VIB | VIBRATION | OPSERRMTCERR | OPERATIONS/MAINTENANCE RELATED | OTHER-R | OTHER REMEDY
HEATING COIL | HEATING COIL | VIB | VIBRATION | OPSERRMTCERR | OPERATIONS/MAINTENANCE RELATED | OVH | OVERHAULED/REBUILT/REFURBISHED
HEATING COIL | HEATING COIL | VIB | VIBRATION | OPSERRMTCERR | OPERATIONS/MAINTENANCE RELATED | REINS | REINSTALLED
HEATING COIL | HEATING COIL | VIB | VIBRATION | OPSERRMTCERR | OPERATIONS/MAINTENANCE RELATED | REMOVE | REMOVED
HEATING COIL | HEATING COIL | VIB | VIBRATION | OPSERRMTCERR | OPERATIONS/MAINTENANCE RELATED | REP | REPAIRED/RESTORED/ADJUSTED
HEATING COIL | HEATING COIL | VIB | VIBRATION | OPSERRMTCERR | OPERATIONS/MAINTENANCE RELATED | REWIRE | REWIRED
HEATING COIL | HEATING COIL | VIB | VIBRATION | OPSERRMTCERR | OPERATIONS/MAINTENANCE RELATED | RPL | REPLACED
HEATING COIL | HEATING COIL | VIB | VIBRATION | OTHER-C | OTHER CAUSE | MOD | MODIFIED
HEATING COIL | HEATING COIL | VIB | VIBRATION | OTHER-C | OTHER CAUSE | CLEAN | CLEANED
HEATING COIL | HEATING COIL | VIB | VIBRATION | OTHER-C | OTHER CAUSE | CLOSE | SECURED/CLOSED
HEATING COIL | HEATING COIL | VIB | VIBRATION | OTHER-C | OTHER CAUSE | CONN | CONNECTED
HEATING COIL | HEATING COIL | VIB | VIBRATION | OTHER-C | OTHER CAUSE | DISCONN | DISCONNECTED
HEATING COIL | HEATING COIL | VIB | VIBRATION | OTHER-C | OTHER CAUSE | NOF | NO FAULT FOUND
HEATING COIL | HEATING COIL | VIB | VIBRATION | OTHER-C | OTHER CAUSE | OTHER-R | OTHER REMEDY
HEATING COIL | HEATING COIL | VIB | VIBRATION | OTHER-C | OTHER CAUSE | OVH | OVERHAULED/REBUILT/REFURBISHED
HEATING COIL | HEATING COIL | VIB | VIBRATION | OTHER-C | OTHER CAUSE | REINS | REINSTALLED
HEATING COIL | HEATING COIL | VIB | VIBRATION | OTHER-C | OTHER CAUSE | REMOVE | REMOVED
HEATING COIL | HEATING COIL | VIB | VIBRATION | OTHER-C | OTHER CAUSE | REP | REPAIRED/RESTORED/ADJUSTED
HEATING COIL | HEATING COIL | VIB | VIBRATION | OTHER-C | OTHER CAUSE | REWIRE | REWIRED
HEATING COIL | HEATING COIL | VIB | VIBRATION | OTHER-C | OTHER CAUSE | RPL | REPLACED
HEATING COIL | HEATING COIL | VIB | VIBRATION | POWERSUP | POWER SUPPLY | MOD | MODIFIED
HEATING COIL | HEATING COIL | VIB | VIBRATION | POWERSUP | POWER SUPPLY | CLEAN | CLEANED
HEATING COIL | HEATING COIL | VIB | VIBRATION | POWERSUP | POWER SUPPLY | CLOSE | SECURED/CLOSED
HEATING COIL | HEATING COIL | VIB | VIBRATION | POWERSUP | POWER SUPPLY | CONN | CONNECTED
HEATING COIL | HEATING COIL | VIB | VIBRATION | POWERSUP | POWER SUPPLY | DISCONN | DISCONNECTED
HEATING COIL | HEATING COIL | VIB | VIBRATION | POWERSUP | POWER SUPPLY | NOF | NO FAULT FOUND
HEATING COIL | HEATING COIL | VIB | VIBRATION | POWERSUP | POWER SUPPLY | OTHER-R | OTHER REMEDY
HEATING COIL | HEATING COIL | VIB | VIBRATION | POWERSUP | POWER SUPPLY | OVH | OVERHAULED/REBUILT/REFURBISHED
HEATING COIL | HEATING COIL | VIB | VIBRATION | POWERSUP | POWER SUPPLY | REINS | REINSTALLED
HEATING COIL | HEATING COIL | VIB | VIBRATION | POWERSUP | POWER SUPPLY | REMOVE | REMOVED
HEATING COIL | HEATING COIL | VIB | VIBRATION | POWERSUP | POWER SUPPLY | REP | REPAIRED/RESTORED/ADJUSTED
HEATING COIL | HEATING COIL | VIB | VIBRATION | POWERSUP | POWER SUPPLY | REWIRE | REWIRED
HEATING COIL | HEATING COIL | VIB | VIBRATION | POWERSUP | POWER SUPPLY | RPL | REPLACED
HEATING COIL | HEATING COIL | OTHER | OTHER PROBLEM | BREAKTRP | BREAKER TRIP | MOD | MODIFIED
HEATING COIL | HEATING COIL | OTHER | OTHER PROBLEM | BREAKTRP | BREAKER TRIP | CLEAN | CLEANED
HEATING COIL | HEATING COIL | OTHER | OTHER PROBLEM | BREAKTRP | BREAKER TRIP | CLOSE | SECURED/CLOSED
HEATING COIL | HEATING COIL | OTHER | OTHER PROBLEM | BREAKTRP | BREAKER TRIP | CONN | CONNECTED
HEATING COIL | HEATING COIL | OTHER | OTHER PROBLEM | BREAKTRP | BREAKER TRIP | DISCONN | DISCONNECTED
HEATING COIL | HEATING COIL | OTHER | OTHER PROBLEM | BREAKTRP | BREAKER TRIP | NOF | NO FAULT FOUND
HEATING COIL | HEATING COIL | OTHER | OTHER PROBLEM | BREAKTRP | BREAKER TRIP | OTHER-R | OTHER REMEDY
HEATING COIL | HEATING COIL | OTHER | OTHER PROBLEM | BREAKTRP | BREAKER TRIP | OVH | OVERHAULED/REBUILT/REFURBISHED
HEATING COIL | HEATING COIL | OTHER | OTHER PROBLEM | BREAKTRP | BREAKER TRIP | REINS | REINSTALLED
HEATING COIL | HEATING COIL | OTHER | OTHER PROBLEM | BREAKTRP | BREAKER TRIP | REMOVE | REMOVED
HEATING COIL | HEATING COIL | OTHER | OTHER PROBLEM | BREAKTRP | BREAKER TRIP | REP | REPAIRED/RESTORED/ADJUSTED
HEATING COIL | HEATING COIL | OTHER | OTHER PROBLEM | BREAKTRP | BREAKER TRIP | REWIRE | REWIRED
HEATING COIL | HEATING COIL | OTHER | OTHER PROBLEM | BREAKTRP | BREAKER TRIP | RPL | REPLACED
HEATING COIL | HEATING COIL | OTHER | OTHER PROBLEM | CORROSION | RUST/CORROSION | MOD | MODIFIED
HEATING COIL | HEATING COIL | OTHER | OTHER PROBLEM | CORROSION | RUST/CORROSION | CLEAN | CLEANED
HEATING COIL | HEATING COIL | OTHER | OTHER PROBLEM | CORROSION | RUST/CORROSION | CLOSE | SECURED/CLOSED
HEATING COIL | HEATING COIL | OTHER | OTHER PROBLEM | CORROSION | RUST/CORROSION | CONN | CONNECTED
HEATING COIL | HEATING COIL | OTHER | OTHER PROBLEM | CORROSION | RUST/CORROSION | DISCONN | DISCONNECTED
HEATING COIL | HEATING COIL | OTHER | OTHER PROBLEM | CORROSION | RUST/CORROSION | NOF | NO FAULT FOUND
HEATING COIL | HEATING COIL | OTHER | OTHER PROBLEM | CORROSION | RUST/CORROSION | OTHER-R | OTHER REMEDY
HEATING COIL | HEATING COIL | OTHER | OTHER PROBLEM | CORROSION | RUST/CORROSION | OVH | OVERHAULED/REBUILT/REFURBISHED
HEATING COIL | HEATING COIL | OTHER | OTHER PROBLEM | CORROSION | RUST/CORROSION | REINS | REINSTALLED
HEATING COIL | HEATING COIL | OTHER | OTHER PROBLEM | CORROSION | RUST/CORROSION | REMOVE | REMOVED
HEATING COIL | HEATING COIL | OTHER | OTHER PROBLEM | CORROSION | RUST/CORROSION | REP | REPAIRED/RESTORED/ADJUSTED
HEATING COIL | HEATING COIL | OTHER | OTHER PROBLEM | CORROSION | RUST/CORROSION | REWIRE | REWIRED
HEATING COIL | HEATING COIL | OTHER | OTHER PROBLEM | CORROSION | RUST/CORROSION | RPL | REPLACED
HEATING COIL | HEATING COIL | OTHER | OTHER PROBLEM | DAMAGE | DAMAGED/BROKEN | MOD | MODIFIED
HEATING COIL | HEATING COIL | OTHER | OTHER PROBLEM | DAMAGE | DAMAGED/BROKEN | CLEAN | CLEANED
HEATING COIL | HEATING COIL | OTHER | OTHER PROBLEM | DAMAGE | DAMAGED/BROKEN | CLOSE | SECURED/CLOSED
HEATING COIL | HEATING COIL | OTHER | OTHER PROBLEM | DAMAGE | DAMAGED/BROKEN | CONN | CONNECTED
HEATING COIL | HEATING COIL | OTHER | OTHER PROBLEM | DAMAGE | DAMAGED/BROKEN | DISCONN | DISCONNECTED
HEATING COIL | HEATING COIL | OTHER | OTHER PROBLEM | DAMAGE | DAMAGED/BROKEN | NOF | NO FAULT FOUND
HEATING COIL | HEATING COIL | OTHER | OTHER PROBLEM | DAMAGE | DAMAGED/BROKEN | OTHER-R | OTHER REMEDY
HEATING COIL | HEATING COIL | OTHER | OTHER PROBLEM | DAMAGE | DAMAGED/BROKEN | OVH | OVERHAULED/REBUILT/REFURBISHED
HEATING COIL | HEATING COIL | OTHER | OTHER PROBLEM | DAMAGE | DAMAGED/BROKEN | REINS | REINSTALLED
HEATING COIL | HEATING COIL | OTHER | OTHER PROBLEM | DAMAGE | DAMAGED/BROKEN | REMOVE | REMOVED
HEATING COIL | HEATING COIL | OTHER | OTHER PROBLEM | DAMAGE | DAMAGED/BROKEN | REP | REPAIRED/RESTORED/ADJUSTED
HEATING COIL | HEATING COIL | OTHER | OTHER PROBLEM | DAMAGE | DAMAGED/BROKEN | REWIRE | REWIRED
HEATING COIL | HEATING COIL | OTHER | OTHER PROBLEM | DAMAGE | DAMAGED/BROKEN | RPL | REPLACED
HEATING COIL | HEATING COIL | OTHER | OTHER PROBLEM | DESGEN | DESIGN RELATED | MOD | MODIFIED
HEATING COIL | HEATING COIL | OTHER | OTHER PROBLEM | DESGEN | DESIGN RELATED | CLEAN | CLEANED
HEATING COIL | HEATING COIL | OTHER | OTHER PROBLEM | DESGEN | DESIGN RELATED | CLOSE | SECURED/CLOSED
HEATING COIL | HEATING COIL | OTHER | OTHER PROBLEM | DESGEN | DESIGN RELATED | CONN | CONNECTED
HEATING COIL | HEATING COIL | OTHER | OTHER PROBLEM | DESGEN | DESIGN RELATED | DISCONN | DISCONNECTED
HEATING COIL | HEATING COIL | OTHER | OTHER PROBLEM | DESGEN | DESIGN RELATED | NOF | NO FAULT FOUND
HEATING COIL | HEATING COIL | OTHER | OTHER PROBLEM | DESGEN | DESIGN RELATED | OTHER-R | OTHER REMEDY
HEATING COIL | HEATING COIL | OTHER | OTHER PROBLEM | DESGEN | DESIGN RELATED | OVH | OVERHAULED/REBUILT/REFURBISHED
HEATING COIL | HEATING COIL | OTHER | OTHER PROBLEM | DESGEN | DESIGN RELATED | REINS | REINSTALLED
HEATING COIL | HEATING COIL | OTHER | OTHER PROBLEM | DESGEN | DESIGN RELATED | REMOVE | REMOVED
HEATING COIL | HEATING COIL | OTHER | OTHER PROBLEM | DESGEN | DESIGN RELATED | REP | REPAIRED/RESTORED/ADJUSTED
HEATING COIL | HEATING COIL | OTHER | OTHER PROBLEM | DESGEN | DESIGN RELATED | REWIRE | REWIRED
HEATING COIL | HEATING COIL | OTHER | OTHER PROBLEM | DESGEN | DESIGN RELATED | RPL | REPLACED
HEATING COIL | HEATING COIL | OTHER | OTHER PROBLEM | DIRTY | DIRTY | MOD | MODIFIED
HEATING COIL | HEATING COIL | OTHER | OTHER PROBLEM | DIRTY | DIRTY | CLEAN | CLEANED
HEATING COIL | HEATING COIL | OTHER | OTHER PROBLEM | DIRTY | DIRTY | CLOSE | SECURED/CLOSED
HEATING COIL | HEATING COIL | OTHER | OTHER PROBLEM | DIRTY | DIRTY | CONN | CONNECTED
HEATING COIL | HEATING COIL | OTHER | OTHER PROBLEM | DIRTY | DIRTY | DISCONN | DISCONNECTED
HEATING COIL | HEATING COIL | OTHER | OTHER PROBLEM | DIRTY | DIRTY | NOF | NO FAULT FOUND
HEATING COIL | HEATING COIL | OTHER | OTHER PROBLEM | DIRTY | DIRTY | OTHER-R | OTHER REMEDY
HEATING COIL | HEATING COIL | OTHER | OTHER PROBLEM | DIRTY | DIRTY | OVH | OVERHAULED/REBUILT/REFURBISHED
HEATING COIL | HEATING COIL | OTHER | OTHER PROBLEM | DIRTY | DIRTY | REINS | REINSTALLED
HEATING COIL | HEATING COIL | OTHER | OTHER PROBLEM | DIRTY | DIRTY | REMOVE | REMOVED
HEATING COIL | HEATING COIL | OTHER | OTHER PROBLEM | DIRTY | DIRTY | REP | REPAIRED/RESTORED/ADJUSTED
HEATING COIL | HEATING COIL | OTHER | OTHER PROBLEM | DIRTY | DIRTY | REWIRE | REWIRED
HEATING COIL | HEATING COIL | OTHER | OTHER PROBLEM | DIRTY | DIRTY | RPL | REPLACED
HEATING COIL | HEATING COIL | OTHER | OTHER PROBLEM | EXPWT | EXPECTED WEAR AND TEAR | MOD | MODIFIED
HEATING COIL | HEATING COIL | OTHER | OTHER PROBLEM | EXPWT | EXPECTED WEAR AND TEAR | CLEAN | CLEANED
HEATING COIL | HEATING COIL | OTHER | OTHER PROBLEM | EXPWT | EXPECTED WEAR AND TEAR | CLOSE | SECURED/CLOSED
HEATING COIL | HEATING COIL | OTHER | OTHER PROBLEM | EXPWT | EXPECTED WEAR AND TEAR | CONN | CONNECTED
HEATING COIL | HEATING COIL | OTHER | OTHER PROBLEM | EXPWT | EXPECTED WEAR AND TEAR | DISCONN | DISCONNECTED
HEATING COIL | HEATING COIL | OTHER | OTHER PROBLEM | EXPWT | EXPECTED WEAR AND TEAR | NOF | NO FAULT FOUND
HEATING COIL | HEATING COIL | OTHER | OTHER PROBLEM | EXPWT | EXPECTED WEAR AND TEAR | OTHER-R | OTHER REMEDY
HEATING COIL | HEATING COIL | OTHER | OTHER PROBLEM | EXPWT | EXPECTED WEAR AND TEAR | OVH | OVERHAULED/REBUILT/REFURBISHED
HEATING COIL | HEATING COIL | OTHER | OTHER PROBLEM | EXPWT | EXPECTED WEAR AND TEAR | REINS | REINSTALLED
HEATING COIL | HEATING COIL | OTHER | OTHER PROBLEM | EXPWT | EXPECTED WEAR AND TEAR | REMOVE | REMOVED
HEATING COIL | HEATING COIL | OTHER | OTHER PROBLEM | EXPWT | EXPECTED WEAR AND TEAR | REP | REPAIRED/RESTORED/ADJUSTED
HEATING COIL | HEATING COIL | OTHER | OTHER PROBLEM | EXPWT | EXPECTED WEAR AND TEAR | REWIRE | REWIRED
HEATING COIL | HEATING COIL | OTHER | OTHER PROBLEM | EXPWT | EXPECTED WEAR AND TEAR | RPL | REPLACED
HEATING COIL | HEATING COIL | OTHER | OTHER PROBLEM | FABGEN | FABRICATION/INSTALLATION RELATED | MOD | MODIFIED
HEATING COIL | HEATING COIL | OTHER | OTHER PROBLEM | FABGEN | FABRICATION/INSTALLATION RELATED | CLEAN | CLEANED
HEATING COIL | HEATING COIL | OTHER | OTHER PROBLEM | FABGEN | FABRICATION/INSTALLATION RELATED | CLOSE | SECURED/CLOSED
HEATING COIL | HEATING COIL | OTHER | OTHER PROBLEM | FABGEN | FABRICATION/INSTALLATION RELATED | CONN | CONNECTED
HEATING COIL | HEATING COIL | OTHER | OTHER PROBLEM | FABGEN | FABRICATION/INSTALLATION RELATED | DISCONN | DISCONNECTED
HEATING COIL | HEATING COIL | OTHER | OTHER PROBLEM | FABGEN | FABRICATION/INSTALLATION RELATED | NOF | NO FAULT FOUND
HEATING COIL | HEATING COIL | OTHER | OTHER PROBLEM | FABGEN | FABRICATION/INSTALLATION RELATED | OTHER-R | OTHER REMEDY
HEATING COIL | HEATING COIL | OTHER | OTHER PROBLEM | FABGEN | FABRICATION/INSTALLATION RELATED | OVH | OVERHAULED/REBUILT/REFURBISHED
HEATING COIL | HEATING COIL | OTHER | OTHER PROBLEM | FABGEN | FABRICATION/INSTALLATION RELATED | REINS | REINSTALLED
HEATING COIL | HEATING COIL | OTHER | OTHER PROBLEM | FABGEN | FABRICATION/INSTALLATION RELATED | REMOVE | REMOVED
HEATING COIL | HEATING COIL | OTHER | OTHER PROBLEM | FABGEN | FABRICATION/INSTALLATION RELATED | REP | REPAIRED/RESTORED/ADJUSTED
HEATING COIL | HEATING COIL | OTHER | OTHER PROBLEM | FABGEN | FABRICATION/INSTALLATION RELATED | REWIRE | REWIRED
HEATING COIL | HEATING COIL | OTHER | OTHER PROBLEM | FABGEN | FABRICATION/INSTALLATION RELATED | RPL | REPLACED
HEATING COIL | HEATING COIL | OTHER | OTHER PROBLEM | LOOSE | LOOSE/MISALIGNED | MOD | MODIFIED
HEATING COIL | HEATING COIL | OTHER | OTHER PROBLEM | LOOSE | LOOSE/MISALIGNED | CLEAN | CLEANED
HEATING COIL | HEATING COIL | OTHER | OTHER PROBLEM | LOOSE | LOOSE/MISALIGNED | CLOSE | SECURED/CLOSED
HEATING COIL | HEATING COIL | OTHER | OTHER PROBLEM | LOOSE | LOOSE/MISALIGNED | CONN | CONNECTED
HEATING COIL | HEATING COIL | OTHER | OTHER PROBLEM | LOOSE | LOOSE/MISALIGNED | DISCONN | DISCONNECTED
HEATING COIL | HEATING COIL | OTHER | OTHER PROBLEM | LOOSE | LOOSE/MISALIGNED | NOF | NO FAULT FOUND
HEATING COIL | HEATING COIL | OTHER | OTHER PROBLEM | LOOSE | LOOSE/MISALIGNED | OTHER-R | OTHER REMEDY
HEATING COIL | HEATING COIL | OTHER | OTHER PROBLEM | LOOSE | LOOSE/MISALIGNED | OVH | OVERHAULED/REBUILT/REFURBISHED
HEATING COIL | HEATING COIL | OTHER | OTHER PROBLEM | LOOSE | LOOSE/MISALIGNED | REINS | REINSTALLED
HEATING COIL | HEATING COIL | OTHER | OTHER PROBLEM | LOOSE | LOOSE/MISALIGNED | REMOVE | REMOVED
HEATING COIL | HEATING COIL | OTHER | OTHER PROBLEM | LOOSE | LOOSE/MISALIGNED | REP | REPAIRED/RESTORED/ADJUSTED
HEATING COIL | HEATING COIL | OTHER | OTHER PROBLEM | LOOSE | LOOSE/MISALIGNED | REWIRE | REWIRED
HEATING COIL | HEATING COIL | OTHER | OTHER PROBLEM | LOOSE | LOOSE/MISALIGNED | RPL | REPLACED
HEATING COIL | HEATING COIL | OTHER | OTHER PROBLEM | NOCAUSE | NO CAUSE FOUND | MOD | MODIFIED
HEATING COIL | HEATING COIL | OTHER | OTHER PROBLEM | NOCAUSE | NO CAUSE FOUND | CLEAN | CLEANED
HEATING COIL | HEATING COIL | OTHER | OTHER PROBLEM | NOCAUSE | NO CAUSE FOUND | CLOSE | SECURED/CLOSED
HEATING COIL | HEATING COIL | OTHER | OTHER PROBLEM | NOCAUSE | NO CAUSE FOUND | CONN | CONNECTED
HEATING COIL | HEATING COIL | OTHER | OTHER PROBLEM | NOCAUSE | NO CAUSE FOUND | DISCONN | DISCONNECTED
HEATING COIL | HEATING COIL | OTHER | OTHER PROBLEM | NOCAUSE | NO CAUSE FOUND | NOF | NO FAULT FOUND
HEATING COIL | HEATING COIL | OTHER | OTHER PROBLEM | NOCAUSE | NO CAUSE FOUND | OTHER-R | OTHER REMEDY
HEATING COIL | HEATING COIL | OTHER | OTHER PROBLEM | NOCAUSE | NO CAUSE FOUND | OVH | OVERHAULED/REBUILT/REFURBISHED
HEATING COIL | HEATING COIL | OTHER | OTHER PROBLEM | NOCAUSE | NO CAUSE FOUND | REINS | REINSTALLED
HEATING COIL | HEATING COIL | OTHER | OTHER PROBLEM | NOCAUSE | NO CAUSE FOUND | REMOVE | REMOVED
HEATING COIL | HEATING COIL | OTHER | OTHER PROBLEM | NOCAUSE | NO CAUSE FOUND | REP | REPAIRED/RESTORED/ADJUSTED
HEATING COIL | HEATING COIL | OTHER | OTHER PROBLEM | NOCAUSE | NO CAUSE FOUND | REWIRE | REWIRED
HEATING COIL | HEATING COIL | OTHER | OTHER PROBLEM | NOCAUSE | NO CAUSE FOUND | RPL | REPLACED
HEATING COIL | HEATING COIL | OTHER | OTHER PROBLEM | OPSERRMTCERR | OPERATIONS/MAINTENANCE RELATED | MOD | MODIFIED
HEATING COIL | HEATING COIL | OTHER | OTHER PROBLEM | OPSERRMTCERR | OPERATIONS/MAINTENANCE RELATED | CLEAN | CLEANED
HEATING COIL | HEATING COIL | OTHER | OTHER PROBLEM | OPSERRMTCERR | OPERATIONS/MAINTENANCE RELATED | CLOSE | SECURED/CLOSED
HEATING COIL | HEATING COIL | OTHER | OTHER PROBLEM | OPSERRMTCERR | OPERATIONS/MAINTENANCE RELATED | CONN | CONNECTED
HEATING COIL | HEATING COIL | OTHER | OTHER PROBLEM | OPSERRMTCERR | OPERATIONS/MAINTENANCE RELATED | DISCONN | DISCONNECTED
HEATING COIL | HEATING COIL | OTHER | OTHER PROBLEM | OPSERRMTCERR | OPERATIONS/MAINTENANCE RELATED | NOF | NO FAULT FOUND
HEATING COIL | HEATING COIL | OTHER | OTHER PROBLEM | OPSERRMTCERR | OPERATIONS/MAINTENANCE RELATED | OTHER-R | OTHER REMEDY
HEATING COIL | HEATING COIL | OTHER | OTHER PROBLEM | OPSERRMTCERR | OPERATIONS/MAINTENANCE RELATED | OVH | OVERHAULED/REBUILT/REFURBISHED
HEATING COIL | HEATING COIL | OTHER | OTHER PROBLEM | OPSERRMTCERR | OPERATIONS/MAINTENANCE RELATED | REINS | REINSTALLED
HEATING COIL | HEATING COIL | OTHER | OTHER PROBLEM | OPSERRMTCERR | OPERATIONS/MAINTENANCE RELATED | REMOVE | REMOVED
HEATING COIL | HEATING COIL | OTHER | OTHER PROBLEM | OPSERRMTCERR | OPERATIONS/MAINTENANCE RELATED | REP | REPAIRED/RESTORED/ADJUSTED
HEATING COIL | HEATING COIL | OTHER | OTHER PROBLEM | OPSERRMTCERR | OPERATIONS/MAINTENANCE RELATED | REWIRE | REWIRED
HEATING COIL | HEATING COIL | OTHER | OTHER PROBLEM | OPSERRMTCERR | OPERATIONS/MAINTENANCE RELATED | RPL | REPLACED
HEATING COIL | HEATING COIL | OTHER | OTHER PROBLEM | OTHER-C | OTHER CAUSE | MOD | MODIFIED
HEATING COIL | HEATING COIL | OTHER | OTHER PROBLEM | OTHER-C | OTHER CAUSE | CLEAN | CLEANED
HEATING COIL | HEATING COIL | OTHER | OTHER PROBLEM | OTHER-C | OTHER CAUSE | CLOSE | SECURED/CLOSED
HEATING COIL | HEATING COIL | OTHER | OTHER PROBLEM | OTHER-C | OTHER CAUSE | CONN | CONNECTED
HEATING COIL | HEATING COIL | OTHER | OTHER PROBLEM | OTHER-C | OTHER CAUSE | DISCONN | DISCONNECTED
HEATING COIL | HEATING COIL | OTHER | OTHER PROBLEM | OTHER-C | OTHER CAUSE | NOF | NO FAULT FOUND
HEATING COIL | HEATING COIL | OTHER | OTHER PROBLEM | OTHER-C | OTHER CAUSE | OTHER-R | OTHER REMEDY
HEATING COIL | HEATING COIL | OTHER | OTHER PROBLEM | OTHER-C | OTHER CAUSE | OVH | OVERHAULED/REBUILT/REFURBISHED
HEATING COIL | HEATING COIL | OTHER | OTHER PROBLEM | OTHER-C | OTHER CAUSE | REINS | REINSTALLED
HEATING COIL | HEATING COIL | OTHER | OTHER PROBLEM | OTHER-C | OTHER CAUSE | REMOVE | REMOVED
HEATING COIL | HEATING COIL | OTHER | OTHER PROBLEM | OTHER-C | OTHER CAUSE | REP | REPAIRED/RESTORED/ADJUSTED
HEATING COIL | HEATING COIL | OTHER | OTHER PROBLEM | OTHER-C | OTHER CAUSE | REWIRE | REWIRED
HEATING COIL | HEATING COIL | OTHER | OTHER PROBLEM | OTHER-C | OTHER CAUSE | RPL | REPLACED
HEATING COIL | HEATING COIL | OTHER | OTHER PROBLEM | POWERSUP | POWER SUPPLY | MOD | MODIFIED
HEATING COIL | HEATING COIL | OTHER | OTHER PROBLEM | POWERSUP | POWER SUPPLY | CLEAN | CLEANED
HEATING COIL | HEATING COIL | OTHER | OTHER PROBLEM | POWERSUP | POWER SUPPLY | CLOSE | SECURED/CLOSED
HEATING COIL | HEATING COIL | OTHER | OTHER PROBLEM | POWERSUP | POWER SUPPLY | CONN | CONNECTED
HEATING COIL | HEATING COIL | OTHER | OTHER PROBLEM | POWERSUP | POWER SUPPLY | DISCONN | DISCONNECTED
HEATING COIL | HEATING COIL | OTHER | OTHER PROBLEM | POWERSUP | POWER SUPPLY | NOF | NO FAULT FOUND
HEATING COIL | HEATING COIL | OTHER | OTHER PROBLEM | POWERSUP | POWER SUPPLY | OTHER-R | OTHER REMEDY
HEATING COIL | HEATING COIL | OTHER | OTHER PROBLEM | POWERSUP | POWER SUPPLY | OVH | OVERHAULED/REBUILT/REFURBISHED
HEATING COIL | HEATING COIL | OTHER | OTHER PROBLEM | POWERSUP | POWER SUPPLY | REINS | REINSTALLED
HEATING COIL | HEATING COIL | OTHER | OTHER PROBLEM | POWERSUP | POWER SUPPLY | REMOVE | REMOVED
HEATING COIL | HEATING COIL | OTHER | OTHER PROBLEM | POWERSUP | POWER SUPPLY | REP | REPAIRED/RESTORED/ADJUSTED
HEATING COIL | HEATING COIL | OTHER | OTHER PROBLEM | POWERSUP | POWER SUPPLY | REWIRE | REWIRED
HEATING COIL | HEATING COIL | OTHER | OTHER PROBLEM | POWERSUP | POWER SUPPLY | RPL | REPLACED

## Codes
PROBLEM | PROBLEM_DESC | CAUSE | CAUSE_DESC | REMEDY | REMEDY_DESC
ALM | ALARM/SENSOR | BREAKTRP | BREAKER TRIP | MOD | MODIFIED
BKN | BROKEN/DAMAGED | DAMAGE | DAMAGED/BROKEN | CLEAN | CLEANED
LEAK | LEAKING | DESGEN | DESIGN RELATED | CLOSE | SECURED/CLOSED
LIGHTING | LIGHTING | DIRTY | DIRTY | CONN | CONNECTED
NOI | NOISE | EXPWT | EXPECTED WEAR AND TEAR | DISCONN | DISCONNECTED
OTHER | OTHER PROBLEM | FABGEN | FABRICATION/INSTALLATION RELATED | LUB | LUBRICATED
OHE | OVERHEATING | SENSOR | FAULTY SENSOR | NOF | NO FAULT FOUND
PESTS | PESTS | IMPMAT | IMPROPER MATERIAL | OTHER-R | OTHER REMEDY
PWR | POWER-ELEC | OBSTR | JAMMED/OBSTRUCTED | OVH | OVERHAULED/REBUILT/REFURBISHED
PRS | PRESSURE | LEAK | LEAK | PAINT | PAINTED
SML | SMELL | LOOSE | LOOSE/MISALIGNED | PATCH | PATCHED/PAVED
OPS | STOPPED/SLOWED/POOR OPS | NOCAUSE | NO CAUSE FOUND | PUMP | PUMPED OUT/EMPTIED
TEMP | TEMP-CTRL | OPSERRMTCERR | OPERATIONS/MAINTENANCE RELATED | REFILL | REFILLED
VIB | VIBRATION | OTHER-C | OTHER CAUSE | REINS | REINSTALLED
|  | POWERSUP | POWER SUPPLY | REMOVE | REMOVED
|  | CORROSION | RUST/CORROSION | REP | REPAIRED/RESTORED/ADJUSTED
|  |  |  | RESEAL | RESEALED/REPACKED
|  |  |  | RESET | RESET/RESTARTED
|  |  |  | REWIRE | REWIRED
|  |  |  | RPL | REPLACED