## Hiearchy View
CLASS: STAIR
a set of steps leading from one floor of a building to another, typically inside the building.
REMOVE | N
PROBLEM_DESC | CAUSE_DESC | REMEDY_DESC
BROKEN/DAMAGED
LIGHTING
OTHER PROBLEM
PESTS
STOPPED/SLOWED/POOR OPS
TEMP-CTRL
VIBRATION
Grand Total

## Master List
FAILURECLASS | CLASS_DESC | PROBLEM | PROBLEM_DESC | CAUSE | CAUSE_DESC | REMEDY | REMEDY_DESC | REMOVE | COMMENTS
STAIR | STAIR | ALM | ALARM/SENSOR | BREAKTRP | BREAKER TRIP | MOD | MODIFIED | Y
STAIR | STAIR | ALM | ALARM/SENSOR | BREAKTRP | BREAKER TRIP | CLEAN | CLEANED | Y
STAIR | STAIR | ALM | ALARM/SENSOR | BREAKTRP | BREAKER TRIP | CLOSE | SECURED/CLOSED | Y
STAIR | STAIR | ALM | ALARM/SENSOR | BREAKTRP | BREAKER TRIP | CONN | CONNECTED | Y
STAIR | STAIR | ALM | ALARM/SENSOR | BREAKTRP | BREAKER TRIP | DISCONN | DISCONNECTED | Y
STAIR | STAIR | ALM | ALARM/SENSOR | BREAKTRP | BREAKER TRIP | LUB | LUBRICATED | Y
STAIR | STAIR | ALM | ALARM/SENSOR | BREAKTRP | BREAKER TRIP | NOF | NO FAULT FOUND | Y
STAIR | STAIR | ALM | ALARM/SENSOR | BREAKTRP | BREAKER TRIP | OTHER-R | OTHER REMEDY | Y
STAIR | STAIR | ALM | ALARM/SENSOR | BREAKTRP | BREAKER TRIP | OVH | OVERHAULED/REBUILT/REFURBISHED | Y
STAIR | STAIR | ALM | ALARM/SENSOR | BREAKTRP | BREAKER TRIP | PAINT | PAINTED | Y
STAIR | STAIR | ALM | ALARM/SENSOR | BREAKTRP | BREAKER TRIP | PATCH | PATCHED/PAVED | Y
STAIR | STAIR | ALM | ALARM/SENSOR | BREAKTRP | BREAKER TRIP | PUMP | PUMPED OUT/EMPTIED | Y
STAIR | STAIR | ALM | ALARM/SENSOR | BREAKTRP | BREAKER TRIP | REFILL | REFILLED | Y
STAIR | STAIR | ALM | ALARM/SENSOR | BREAKTRP | BREAKER TRIP | REINS | REINSTALLED | Y
STAIR | STAIR | ALM | ALARM/SENSOR | BREAKTRP | BREAKER TRIP | REMOVE | REMOVED | Y
STAIR | STAIR | ALM | ALARM/SENSOR | BREAKTRP | BREAKER TRIP | REP | REPAIRED/RESTORED/ADJUSTED | Y
STAIR | STAIR | ALM | ALARM/SENSOR | BREAKTRP | BREAKER TRIP | RESEAL | RESEALED/REPACKED | Y
STAIR | STAIR | ALM | ALARM/SENSOR | BREAKTRP | BREAKER TRIP | RESET | RESET/RESTARTED | Y
STAIR | STAIR | ALM | ALARM/SENSOR | BREAKTRP | BREAKER TRIP | REWIRE | REWIRED | Y
STAIR | STAIR | ALM | ALARM/SENSOR | BREAKTRP | BREAKER TRIP | RPL | REPLACED | Y
STAIR | STAIR | ALM | ALARM/SENSOR | CORROSION | RUST/CORROSION | MOD | MODIFIED | Y
STAIR | STAIR | ALM | ALARM/SENSOR | CORROSION | RUST/CORROSION | CLEAN | CLEANED | Y
STAIR | STAIR | ALM | ALARM/SENSOR | CORROSION | RUST/CORROSION | CLOSE | SECURED/CLOSED | Y
STAIR | STAIR | ALM | ALARM/SENSOR | CORROSION | RUST/CORROSION | CONN | CONNECTED | Y
STAIR | STAIR | ALM | ALARM/SENSOR | CORROSION | RUST/CORROSION | DISCONN | DISCONNECTED | Y
STAIR | STAIR | ALM | ALARM/SENSOR | CORROSION | RUST/CORROSION | LUB | LUBRICATED | Y
STAIR | STAIR | ALM | ALARM/SENSOR | CORROSION | RUST/CORROSION | NOF | NO FAULT FOUND | Y
STAIR | STAIR | ALM | ALARM/SENSOR | CORROSION | RUST/CORROSION | OTHER-R | OTHER REMEDY | Y
STAIR | STAIR | ALM | ALARM/SENSOR | CORROSION | RUST/CORROSION | OVH | OVERHAULED/REBUILT/REFURBISHED | Y
STAIR | STAIR | ALM | ALARM/SENSOR | CORROSION | RUST/CORROSION | PAINT | PAINTED | Y
STAIR | STAIR | ALM | ALARM/SENSOR | CORROSION | RUST/CORROSION | PATCH | PATCHED/PAVED | Y
STAIR | STAIR | ALM | ALARM/SENSOR | CORROSION | RUST/CORROSION | PUMP | PUMPED OUT/EMPTIED | Y
STAIR | STAIR | ALM | ALARM/SENSOR | CORROSION | RUST/CORROSION | REFILL | REFILLED | Y
STAIR | STAIR | ALM | ALARM/SENSOR | CORROSION | RUST/CORROSION | REINS | REINSTALLED | Y
STAIR | STAIR | ALM | ALARM/SENSOR | CORROSION | RUST/CORROSION | REMOVE | REMOVED | Y
STAIR | STAIR | ALM | ALARM/SENSOR | CORROSION | RUST/CORROSION | REP | REPAIRED/RESTORED/ADJUSTED | Y
STAIR | STAIR | ALM | ALARM/SENSOR | CORROSION | RUST/CORROSION | RESEAL | RESEALED/REPACKED | Y
STAIR | STAIR | ALM | ALARM/SENSOR | CORROSION | RUST/CORROSION | RESET | RESET/RESTARTED | Y
STAIR | STAIR | ALM | ALARM/SENSOR | CORROSION | RUST/CORROSION | REWIRE | REWIRED | Y
STAIR | STAIR | ALM | ALARM/SENSOR | CORROSION | RUST/CORROSION | RPL | REPLACED | Y
STAIR | STAIR | ALM | ALARM/SENSOR | DAMAGE | DAMAGED/BROKEN | MOD | MODIFIED | Y
STAIR | STAIR | ALM | ALARM/SENSOR | DAMAGE | DAMAGED/BROKEN | CLEAN | CLEANED | Y
STAIR | STAIR | ALM | ALARM/SENSOR | DAMAGE | DAMAGED/BROKEN | CLOSE | SECURED/CLOSED | Y
STAIR | STAIR | ALM | ALARM/SENSOR | DAMAGE | DAMAGED/BROKEN | CONN | CONNECTED | Y
STAIR | STAIR | ALM | ALARM/SENSOR | DAMAGE | DAMAGED/BROKEN | DISCONN | DISCONNECTED | Y
STAIR | STAIR | ALM | ALARM/SENSOR | DAMAGE | DAMAGED/BROKEN | LUB | LUBRICATED | Y
STAIR | STAIR | ALM | ALARM/SENSOR | DAMAGE | DAMAGED/BROKEN | NOF | NO FAULT FOUND | Y
STAIR | STAIR | ALM | ALARM/SENSOR | DAMAGE | DAMAGED/BROKEN | OTHER-R | OTHER REMEDY | Y
STAIR | STAIR | ALM | ALARM/SENSOR | DAMAGE | DAMAGED/BROKEN | OVH | OVERHAULED/REBUILT/REFURBISHED | Y
STAIR | STAIR | ALM | ALARM/SENSOR | DAMAGE | DAMAGED/BROKEN | PAINT | PAINTED | Y
STAIR | STAIR | ALM | ALARM/SENSOR | DAMAGE | DAMAGED/BROKEN | PATCH | PATCHED/PAVED | Y
STAIR | STAIR | ALM | ALARM/SENSOR | DAMAGE | DAMAGED/BROKEN | PUMP | PUMPED OUT/EMPTIED | Y
STAIR | STAIR | ALM | ALARM/SENSOR | DAMAGE | DAMAGED/BROKEN | REFILL | REFILLED | Y
STAIR | STAIR | ALM | ALARM/SENSOR | DAMAGE | DAMAGED/BROKEN | REINS | REINSTALLED | Y
STAIR | STAIR | ALM | ALARM/SENSOR | DAMAGE | DAMAGED/BROKEN | REMOVE | REMOVED | Y
STAIR | STAIR | ALM | ALARM/SENSOR | DAMAGE | DAMAGED/BROKEN | REP | REPAIRED/RESTORED/ADJUSTED | Y
STAIR | STAIR | ALM | ALARM/SENSOR | DAMAGE | DAMAGED/BROKEN | RESEAL | RESEALED/REPACKED | Y
STAIR | STAIR | ALM | ALARM/SENSOR | DAMAGE | DAMAGED/BROKEN | RESET | RESET/RESTARTED | Y
STAIR | STAIR | ALM | ALARM/SENSOR | DAMAGE | DAMAGED/BROKEN | REWIRE | REWIRED | Y
STAIR | STAIR | ALM | ALARM/SENSOR | DAMAGE | DAMAGED/BROKEN | RPL | REPLACED | Y
STAIR | STAIR | ALM | ALARM/SENSOR | DESGEN | DESIGN RELATED | MOD | MODIFIED | Y
STAIR | STAIR | ALM | ALARM/SENSOR | DESGEN | DESIGN RELATED | CLEAN | CLEANED | Y
STAIR | STAIR | ALM | ALARM/SENSOR | DESGEN | DESIGN RELATED | CLOSE | SECURED/CLOSED | Y
STAIR | STAIR | ALM | ALARM/SENSOR | DESGEN | DESIGN RELATED | CONN | CONNECTED | Y
STAIR | STAIR | ALM | ALARM/SENSOR | DESGEN | DESIGN RELATED | DISCONN | DISCONNECTED | Y
STAIR | STAIR | ALM | ALARM/SENSOR | DESGEN | DESIGN RELATED | LUB | LUBRICATED | Y
STAIR | STAIR | ALM | ALARM/SENSOR | DESGEN | DESIGN RELATED | NOF | NO FAULT FOUND | Y
STAIR | STAIR | ALM | ALARM/SENSOR | DESGEN | DESIGN RELATED | OTHER-R | OTHER REMEDY | Y
STAIR | STAIR | ALM | ALARM/SENSOR | DESGEN | DESIGN RELATED | OVH | OVERHAULED/REBUILT/REFURBISHED | Y
STAIR | STAIR | ALM | ALARM/SENSOR | DESGEN | DESIGN RELATED | PAINT | PAINTED | Y
STAIR | STAIR | ALM | ALARM/SENSOR | DESGEN | DESIGN RELATED | PATCH | PATCHED/PAVED | Y
STAIR | STAIR | ALM | ALARM/SENSOR | DESGEN | DESIGN RELATED | PUMP | PUMPED OUT/EMPTIED | Y
STAIR | STAIR | ALM | ALARM/SENSOR | DESGEN | DESIGN RELATED | REFILL | REFILLED | Y
STAIR | STAIR | ALM | ALARM/SENSOR | DESGEN | DESIGN RELATED | REINS | REINSTALLED | Y
STAIR | STAIR | ALM | ALARM/SENSOR | DESGEN | DESIGN RELATED | REMOVE | REMOVED | Y
STAIR | STAIR | ALM | ALARM/SENSOR | DESGEN | DESIGN RELATED | REP | REPAIRED/RESTORED/ADJUSTED | Y
STAIR | STAIR | ALM | ALARM/SENSOR | DESGEN | DESIGN RELATED | RESEAL | RESEALED/REPACKED | Y
STAIR | STAIR | ALM | ALARM/SENSOR | DESGEN | DESIGN RELATED | RESET | RESET/RESTARTED | Y
STAIR | STAIR | ALM | ALARM/SENSOR | DESGEN | DESIGN RELATED | REWIRE | REWIRED | Y
STAIR | STAIR | ALM | ALARM/SENSOR | DESGEN | DESIGN RELATED | RPL | REPLACED | Y
STAIR | STAIR | ALM | ALARM/SENSOR | DIRTY | DIRTY | MOD | MODIFIED | Y
STAIR | STAIR | ALM | ALARM/SENSOR | DIRTY | DIRTY | CLEAN | CLEANED | Y
STAIR | STAIR | ALM | ALARM/SENSOR | DIRTY | DIRTY | CLOSE | SECURED/CLOSED | Y
STAIR | STAIR | ALM | ALARM/SENSOR | DIRTY | DIRTY | CONN | CONNECTED | Y
STAIR | STAIR | ALM | ALARM/SENSOR | DIRTY | DIRTY | DISCONN | DISCONNECTED | Y
STAIR | STAIR | ALM | ALARM/SENSOR | DIRTY | DIRTY | LUB | LUBRICATED | Y
STAIR | STAIR | ALM | ALARM/SENSOR | DIRTY | DIRTY | NOF | NO FAULT FOUND | Y
STAIR | STAIR | ALM | ALARM/SENSOR | DIRTY | DIRTY | OTHER-R | OTHER REMEDY | Y
STAIR | STAIR | ALM | ALARM/SENSOR | DIRTY | DIRTY | OVH | OVERHAULED/REBUILT/REFURBISHED | Y
STAIR | STAIR | ALM | ALARM/SENSOR | DIRTY | DIRTY | PAINT | PAINTED | Y
STAIR | STAIR | ALM | ALARM/SENSOR | DIRTY | DIRTY | PATCH | PATCHED/PAVED | Y
STAIR | STAIR | ALM | ALARM/SENSOR | DIRTY | DIRTY | PUMP | PUMPED OUT/EMPTIED | Y
STAIR | STAIR | ALM | ALARM/SENSOR | DIRTY | DIRTY | REFILL | REFILLED | Y
STAIR | STAIR | ALM | ALARM/SENSOR | DIRTY | DIRTY | REINS | REINSTALLED | Y
STAIR | STAIR | ALM | ALARM/SENSOR | DIRTY | DIRTY | REMOVE | REMOVED | Y
STAIR | STAIR | ALM | ALARM/SENSOR | DIRTY | DIRTY | REP | REPAIRED/RESTORED/ADJUSTED | Y
STAIR | STAIR | ALM | ALARM/SENSOR | DIRTY | DIRTY | RESEAL | RESEALED/REPACKED | Y
STAIR | STAIR | ALM | ALARM/SENSOR | DIRTY | DIRTY | RESET | RESET/RESTARTED | Y
STAIR | STAIR | ALM | ALARM/SENSOR | DIRTY | DIRTY | REWIRE | REWIRED | Y
STAIR | STAIR | ALM | ALARM/SENSOR | DIRTY | DIRTY | RPL | REPLACED | Y
STAIR | STAIR | ALM | ALARM/SENSOR | EXPWT | EXPECTED WEAR AND TEAR | MOD | MODIFIED | Y
STAIR | STAIR | ALM | ALARM/SENSOR | EXPWT | EXPECTED WEAR AND TEAR | CLEAN | CLEANED | Y
STAIR | STAIR | ALM | ALARM/SENSOR | EXPWT | EXPECTED WEAR AND TEAR | CLOSE | SECURED/CLOSED | Y
STAIR | STAIR | ALM | ALARM/SENSOR | EXPWT | EXPECTED WEAR AND TEAR | CONN | CONNECTED | Y
STAIR | STAIR | ALM | ALARM/SENSOR | EXPWT | EXPECTED WEAR AND TEAR | DISCONN | DISCONNECTED | Y
STAIR | STAIR | ALM | ALARM/SENSOR | EXPWT | EXPECTED WEAR AND TEAR | LUB | LUBRICATED | Y
STAIR | STAIR | ALM | ALARM/SENSOR | EXPWT | EXPECTED WEAR AND TEAR | NOF | NO FAULT FOUND | Y
STAIR | STAIR | ALM | ALARM/SENSOR | EXPWT | EXPECTED WEAR AND TEAR | OTHER-R | OTHER REMEDY | Y
STAIR | STAIR | ALM | ALARM/SENSOR | EXPWT | EXPECTED WEAR AND TEAR | OVH | OVERHAULED/REBUILT/REFURBISHED | Y
STAIR | STAIR | ALM | ALARM/SENSOR | EXPWT | EXPECTED WEAR AND TEAR | PAINT | PAINTED | Y
STAIR | STAIR | ALM | ALARM/SENSOR | EXPWT | EXPECTED WEAR AND TEAR | PATCH | PATCHED/PAVED | Y
STAIR | STAIR | ALM | ALARM/SENSOR | EXPWT | EXPECTED WEAR AND TEAR | PUMP | PUMPED OUT/EMPTIED | Y
STAIR | STAIR | ALM | ALARM/SENSOR | EXPWT | EXPECTED WEAR AND TEAR | REFILL | REFILLED | Y
STAIR | STAIR | ALM | ALARM/SENSOR | EXPWT | EXPECTED WEAR AND TEAR | REINS | REINSTALLED | Y
STAIR | STAIR | ALM | ALARM/SENSOR | EXPWT | EXPECTED WEAR AND TEAR | REMOVE | REMOVED | Y
STAIR | STAIR | ALM | ALARM/SENSOR | EXPWT | EXPECTED WEAR AND TEAR | REP | REPAIRED/RESTORED/ADJUSTED | Y
STAIR | STAIR | ALM | ALARM/SENSOR | EXPWT | EXPECTED WEAR AND TEAR | RESEAL | RESEALED/REPACKED | Y
STAIR | STAIR | ALM | ALARM/SENSOR | EXPWT | EXPECTED WEAR AND TEAR | RESET | RESET/RESTARTED | Y
STAIR | STAIR | ALM | ALARM/SENSOR | EXPWT | EXPECTED WEAR AND TEAR | REWIRE | REWIRED | Y
STAIR | STAIR | ALM | ALARM/SENSOR | EXPWT | EXPECTED WEAR AND TEAR | RPL | REPLACED | Y
STAIR | STAIR | ALM | ALARM/SENSOR | FABGEN | FABRICATION/INSTALLATION RELATED | MOD | MODIFIED | Y
STAIR | STAIR | ALM | ALARM/SENSOR | FABGEN | FABRICATION/INSTALLATION RELATED | CLEAN | CLEANED | Y
STAIR | STAIR | ALM | ALARM/SENSOR | FABGEN | FABRICATION/INSTALLATION RELATED | CLOSE | SECURED/CLOSED | Y
STAIR | STAIR | ALM | ALARM/SENSOR | FABGEN | FABRICATION/INSTALLATION RELATED | CONN | CONNECTED | Y
STAIR | STAIR | ALM | ALARM/SENSOR | FABGEN | FABRICATION/INSTALLATION RELATED | DISCONN | DISCONNECTED | Y
STAIR | STAIR | ALM | ALARM/SENSOR | FABGEN | FABRICATION/INSTALLATION RELATED | LUB | LUBRICATED | Y
STAIR | STAIR | ALM | ALARM/SENSOR | FABGEN | FABRICATION/INSTALLATION RELATED | NOF | NO FAULT FOUND | Y
STAIR | STAIR | ALM | ALARM/SENSOR | FABGEN | FABRICATION/INSTALLATION RELATED | OTHER-R | OTHER REMEDY | Y
STAIR | STAIR | ALM | ALARM/SENSOR | FABGEN | FABRICATION/INSTALLATION RELATED | OVH | OVERHAULED/REBUILT/REFURBISHED | Y
STAIR | STAIR | ALM | ALARM/SENSOR | FABGEN | FABRICATION/INSTALLATION RELATED | PAINT | PAINTED | Y
STAIR | STAIR | ALM | ALARM/SENSOR | FABGEN | FABRICATION/INSTALLATION RELATED | PATCH | PATCHED/PAVED | Y
STAIR | STAIR | ALM | ALARM/SENSOR | FABGEN | FABRICATION/INSTALLATION RELATED | PUMP | PUMPED OUT/EMPTIED | Y
STAIR | STAIR | ALM | ALARM/SENSOR | FABGEN | FABRICATION/INSTALLATION RELATED | REFILL | REFILLED | Y
STAIR | STAIR | ALM | ALARM/SENSOR | FABGEN | FABRICATION/INSTALLATION RELATED | REINS | REINSTALLED | Y
STAIR | STAIR | ALM | ALARM/SENSOR | FABGEN | FABRICATION/INSTALLATION RELATED | REMOVE | REMOVED | Y
STAIR | STAIR | ALM | ALARM/SENSOR | FABGEN | FABRICATION/INSTALLATION RELATED | REP | REPAIRED/RESTORED/ADJUSTED | Y
STAIR | STAIR | ALM | ALARM/SENSOR | FABGEN | FABRICATION/INSTALLATION RELATED | RESEAL | RESEALED/REPACKED | Y
STAIR | STAIR | ALM | ALARM/SENSOR | FABGEN | FABRICATION/INSTALLATION RELATED | RESET | RESET/RESTARTED | Y
STAIR | STAIR | ALM | ALARM/SENSOR | FABGEN | FABRICATION/INSTALLATION RELATED | REWIRE | REWIRED | Y
STAIR | STAIR | ALM | ALARM/SENSOR | FABGEN | FABRICATION/INSTALLATION RELATED | RPL | REPLACED | Y
STAIR | STAIR | ALM | ALARM/SENSOR | IMPMAT | IMPROPER MATERIAL | MOD | MODIFIED | Y
STAIR | STAIR | ALM | ALARM/SENSOR | IMPMAT | IMPROPER MATERIAL | CLEAN | CLEANED | Y
STAIR | STAIR | ALM | ALARM/SENSOR | IMPMAT | IMPROPER MATERIAL | CLOSE | SECURED/CLOSED | Y
STAIR | STAIR | ALM | ALARM/SENSOR | IMPMAT | IMPROPER MATERIAL | CONN | CONNECTED | Y
STAIR | STAIR | ALM | ALARM/SENSOR | IMPMAT | IMPROPER MATERIAL | DISCONN | DISCONNECTED | Y
STAIR | STAIR | ALM | ALARM/SENSOR | IMPMAT | IMPROPER MATERIAL | LUB | LUBRICATED | Y
STAIR | STAIR | ALM | ALARM/SENSOR | IMPMAT | IMPROPER MATERIAL | NOF | NO FAULT FOUND | Y
STAIR | STAIR | ALM | ALARM/SENSOR | IMPMAT | IMPROPER MATERIAL | OTHER-R | OTHER REMEDY | Y
STAIR | STAIR | ALM | ALARM/SENSOR | IMPMAT | IMPROPER MATERIAL | OVH | OVERHAULED/REBUILT/REFURBISHED | Y
STAIR | STAIR | ALM | ALARM/SENSOR | IMPMAT | IMPROPER MATERIAL | PAINT | PAINTED | Y
STAIR | STAIR | ALM | ALARM/SENSOR | IMPMAT | IMPROPER MATERIAL | PATCH | PATCHED/PAVED | Y
STAIR | STAIR | ALM | ALARM/SENSOR | IMPMAT | IMPROPER MATERIAL | PUMP | PUMPED OUT/EMPTIED | Y
STAIR | STAIR | ALM | ALARM/SENSOR | IMPMAT | IMPROPER MATERIAL | REFILL | REFILLED | Y
STAIR | STAIR | ALM | ALARM/SENSOR | IMPMAT | IMPROPER MATERIAL | REINS | REINSTALLED | Y
STAIR | STAIR | ALM | ALARM/SENSOR | IMPMAT | IMPROPER MATERIAL | REMOVE | REMOVED | Y
STAIR | STAIR | ALM | ALARM/SENSOR | IMPMAT | IMPROPER MATERIAL | REP | REPAIRED/RESTORED/ADJUSTED | Y
STAIR | STAIR | ALM | ALARM/SENSOR | IMPMAT | IMPROPER MATERIAL | RESEAL | RESEALED/REPACKED | Y
STAIR | STAIR | ALM | ALARM/SENSOR | IMPMAT | IMPROPER MATERIAL | RESET | RESET/RESTARTED | Y
STAIR | STAIR | ALM | ALARM/SENSOR | IMPMAT | IMPROPER MATERIAL | REWIRE | REWIRED | Y
STAIR | STAIR | ALM | ALARM/SENSOR | IMPMAT | IMPROPER MATERIAL | RPL | REPLACED | Y
STAIR | STAIR | ALM | ALARM/SENSOR | LEAK | LEAK | MOD | MODIFIED | Y
STAIR | STAIR | ALM | ALARM/SENSOR | LEAK | LEAK | CLEAN | CLEANED | Y
STAIR | STAIR | ALM | ALARM/SENSOR | LEAK | LEAK | CLOSE | SECURED/CLOSED | Y
STAIR | STAIR | ALM | ALARM/SENSOR | LEAK | LEAK | CONN | CONNECTED | Y
STAIR | STAIR | ALM | ALARM/SENSOR | LEAK | LEAK | DISCONN | DISCONNECTED | Y
STAIR | STAIR | ALM | ALARM/SENSOR | LEAK | LEAK | LUB | LUBRICATED | Y
STAIR | STAIR | ALM | ALARM/SENSOR | LEAK | LEAK | NOF | NO FAULT FOUND | Y
STAIR | STAIR | ALM | ALARM/SENSOR | LEAK | LEAK | OTHER-R | OTHER REMEDY | Y
STAIR | STAIR | ALM | ALARM/SENSOR | LEAK | LEAK | OVH | OVERHAULED/REBUILT/REFURBISHED | Y
STAIR | STAIR | ALM | ALARM/SENSOR | LEAK | LEAK | PAINT | PAINTED | Y
STAIR | STAIR | ALM | ALARM/SENSOR | LEAK | LEAK | PATCH | PATCHED/PAVED | Y
STAIR | STAIR | ALM | ALARM/SENSOR | LEAK | LEAK | PUMP | PUMPED OUT/EMPTIED | Y
STAIR | STAIR | ALM | ALARM/SENSOR | LEAK | LEAK | REFILL | REFILLED | Y
STAIR | STAIR | ALM | ALARM/SENSOR | LEAK | LEAK | REINS | REINSTALLED | Y
STAIR | STAIR | ALM | ALARM/SENSOR | LEAK | LEAK | REMOVE | REMOVED | Y
STAIR | STAIR | ALM | ALARM/SENSOR | LEAK | LEAK | REP | REPAIRED/RESTORED/ADJUSTED | Y
STAIR | STAIR | ALM | ALARM/SENSOR | LEAK | LEAK | RESEAL | RESEALED/REPACKED | Y
STAIR | STAIR | ALM | ALARM/SENSOR | LEAK | LEAK | RESET | RESET/RESTARTED | Y
STAIR | STAIR | ALM | ALARM/SENSOR | LEAK | LEAK | REWIRE | REWIRED | Y
STAIR | STAIR | ALM | ALARM/SENSOR | LEAK | LEAK | RPL | REPLACED | Y
STAIR | STAIR | ALM | ALARM/SENSOR | LOOSE | LOOSE/MISALIGNED | MOD | MODIFIED | Y
STAIR | STAIR | ALM | ALARM/SENSOR | LOOSE | LOOSE/MISALIGNED | CLEAN | CLEANED | Y
STAIR | STAIR | ALM | ALARM/SENSOR | LOOSE | LOOSE/MISALIGNED | CLOSE | SECURED/CLOSED | Y
STAIR | STAIR | ALM | ALARM/SENSOR | LOOSE | LOOSE/MISALIGNED | CONN | CONNECTED | Y
STAIR | STAIR | ALM | ALARM/SENSOR | LOOSE | LOOSE/MISALIGNED | DISCONN | DISCONNECTED | Y
STAIR | STAIR | ALM | ALARM/SENSOR | LOOSE | LOOSE/MISALIGNED | LUB | LUBRICATED | Y
STAIR | STAIR | ALM | ALARM/SENSOR | LOOSE | LOOSE/MISALIGNED | NOF | NO FAULT FOUND | Y
STAIR | STAIR | ALM | ALARM/SENSOR | LOOSE | LOOSE/MISALIGNED | OTHER-R | OTHER REMEDY | Y
STAIR | STAIR | ALM | ALARM/SENSOR | LOOSE | LOOSE/MISALIGNED | OVH | OVERHAULED/REBUILT/REFURBISHED | Y
STAIR | STAIR | ALM | ALARM/SENSOR | LOOSE | LOOSE/MISALIGNED | PAINT | PAINTED | Y
STAIR | STAIR | ALM | ALARM/SENSOR | LOOSE | LOOSE/MISALIGNED | PATCH | PATCHED/PAVED | Y
STAIR | STAIR | ALM | ALARM/SENSOR | LOOSE | LOOSE/MISALIGNED | PUMP | PUMPED OUT/EMPTIED | Y
STAIR | STAIR | ALM | ALARM/SENSOR | LOOSE | LOOSE/MISALIGNED | REFILL | REFILLED | Y
STAIR | STAIR | ALM | ALARM/SENSOR | LOOSE | LOOSE/MISALIGNED | REINS | REINSTALLED | Y
STAIR | STAIR | ALM | ALARM/SENSOR | LOOSE | LOOSE/MISALIGNED | REMOVE | REMOVED | Y
STAIR | STAIR | ALM | ALARM/SENSOR | LOOSE | LOOSE/MISALIGNED | REP | REPAIRED/RESTORED/ADJUSTED | Y
STAIR | STAIR | ALM | ALARM/SENSOR | LOOSE | LOOSE/MISALIGNED | RESEAL | RESEALED/REPACKED | Y
STAIR | STAIR | ALM | ALARM/SENSOR | LOOSE | LOOSE/MISALIGNED | RESET | RESET/RESTARTED | Y
STAIR | STAIR | ALM | ALARM/SENSOR | LOOSE | LOOSE/MISALIGNED | REWIRE | REWIRED | Y
STAIR | STAIR | ALM | ALARM/SENSOR | LOOSE | LOOSE/MISALIGNED | RPL | REPLACED | Y
STAIR | STAIR | ALM | ALARM/SENSOR | NOCAUSE | NO CAUSE FOUND | MOD | MODIFIED | Y
STAIR | STAIR | ALM | ALARM/SENSOR | NOCAUSE | NO CAUSE FOUND | CLEAN | CLEANED | Y
STAIR | STAIR | ALM | ALARM/SENSOR | NOCAUSE | NO CAUSE FOUND | CLOSE | SECURED/CLOSED | Y
STAIR | STAIR | ALM | ALARM/SENSOR | NOCAUSE | NO CAUSE FOUND | CONN | CONNECTED | Y
STAIR | STAIR | ALM | ALARM/SENSOR | NOCAUSE | NO CAUSE FOUND | DISCONN | DISCONNECTED | Y
STAIR | STAIR | ALM | ALARM/SENSOR | NOCAUSE | NO CAUSE FOUND | LUB | LUBRICATED | Y
STAIR | STAIR | ALM | ALARM/SENSOR | NOCAUSE | NO CAUSE FOUND | NOF | NO FAULT FOUND | Y
STAIR | STAIR | ALM | ALARM/SENSOR | NOCAUSE | NO CAUSE FOUND | OTHER-R | OTHER REMEDY | Y
STAIR | STAIR | ALM | ALARM/SENSOR | NOCAUSE | NO CAUSE FOUND | OVH | OVERHAULED/REBUILT/REFURBISHED | Y
STAIR | STAIR | ALM | ALARM/SENSOR | NOCAUSE | NO CAUSE FOUND | PAINT | PAINTED | Y
STAIR | STAIR | ALM | ALARM/SENSOR | NOCAUSE | NO CAUSE FOUND | PATCH | PATCHED/PAVED | Y
STAIR | STAIR | ALM | ALARM/SENSOR | NOCAUSE | NO CAUSE FOUND | PUMP | PUMPED OUT/EMPTIED | Y
STAIR | STAIR | ALM | ALARM/SENSOR | NOCAUSE | NO CAUSE FOUND | REFILL | REFILLED | Y
STAIR | STAIR | ALM | ALARM/SENSOR | NOCAUSE | NO CAUSE FOUND | REINS | REINSTALLED | Y
STAIR | STAIR | ALM | ALARM/SENSOR | NOCAUSE | NO CAUSE FOUND | REMOVE | REMOVED | Y
STAIR | STAIR | ALM | ALARM/SENSOR | NOCAUSE | NO CAUSE FOUND | REP | REPAIRED/RESTORED/ADJUSTED | Y
STAIR | STAIR | ALM | ALARM/SENSOR | NOCAUSE | NO CAUSE FOUND | RESEAL | RESEALED/REPACKED | Y
STAIR | STAIR | ALM | ALARM/SENSOR | NOCAUSE | NO CAUSE FOUND | RESET | RESET/RESTARTED | Y
STAIR | STAIR | ALM | ALARM/SENSOR | NOCAUSE | NO CAUSE FOUND | REWIRE | REWIRED | Y
STAIR | STAIR | ALM | ALARM/SENSOR | NOCAUSE | NO CAUSE FOUND | RPL | REPLACED | Y
STAIR | STAIR | ALM | ALARM/SENSOR | OBSTR | JAMMED/OBSTRUCTED | MOD | MODIFIED | Y
STAIR | STAIR | ALM | ALARM/SENSOR | OBSTR | JAMMED/OBSTRUCTED | CLEAN | CLEANED | Y
STAIR | STAIR | ALM | ALARM/SENSOR | OBSTR | JAMMED/OBSTRUCTED | CLOSE | SECURED/CLOSED | Y
STAIR | STAIR | ALM | ALARM/SENSOR | OBSTR | JAMMED/OBSTRUCTED | CONN | CONNECTED | Y
STAIR | STAIR | ALM | ALARM/SENSOR | OBSTR | JAMMED/OBSTRUCTED | DISCONN | DISCONNECTED | Y
STAIR | STAIR | ALM | ALARM/SENSOR | OBSTR | JAMMED/OBSTRUCTED | LUB | LUBRICATED | Y
STAIR | STAIR | ALM | ALARM/SENSOR | OBSTR | JAMMED/OBSTRUCTED | NOF | NO FAULT FOUND | Y
STAIR | STAIR | ALM | ALARM/SENSOR | OBSTR | JAMMED/OBSTRUCTED | OTHER-R | OTHER REMEDY | Y
STAIR | STAIR | ALM | ALARM/SENSOR | OBSTR | JAMMED/OBSTRUCTED | OVH | OVERHAULED/REBUILT/REFURBISHED | Y
STAIR | STAIR | ALM | ALARM/SENSOR | OBSTR | JAMMED/OBSTRUCTED | PAINT | PAINTED | Y
STAIR | STAIR | ALM | ALARM/SENSOR | OBSTR | JAMMED/OBSTRUCTED | PATCH | PATCHED/PAVED | Y
STAIR | STAIR | ALM | ALARM/SENSOR | OBSTR | JAMMED/OBSTRUCTED | PUMP | PUMPED OUT/EMPTIED | Y
STAIR | STAIR | ALM | ALARM/SENSOR | OBSTR | JAMMED/OBSTRUCTED | REFILL | REFILLED | Y
STAIR | STAIR | ALM | ALARM/SENSOR | OBSTR | JAMMED/OBSTRUCTED | REINS | REINSTALLED | Y
STAIR | STAIR | ALM | ALARM/SENSOR | OBSTR | JAMMED/OBSTRUCTED | REMOVE | REMOVED | Y
STAIR | STAIR | ALM | ALARM/SENSOR | OBSTR | JAMMED/OBSTRUCTED | REP | REPAIRED/RESTORED/ADJUSTED | Y
STAIR | STAIR | ALM | ALARM/SENSOR | OBSTR | JAMMED/OBSTRUCTED | RESEAL | RESEALED/REPACKED | Y
STAIR | STAIR | ALM | ALARM/SENSOR | OBSTR | JAMMED/OBSTRUCTED | RESET | RESET/RESTARTED | Y
STAIR | STAIR | ALM | ALARM/SENSOR | OBSTR | JAMMED/OBSTRUCTED | REWIRE | REWIRED | Y
STAIR | STAIR | ALM | ALARM/SENSOR | OBSTR | JAMMED/OBSTRUCTED | RPL | REPLACED | Y
STAIR | STAIR | ALM | ALARM/SENSOR | OPSERRMTCERR | OPERATIONS/MAINTENANCE RELATED | MOD | MODIFIED | Y
STAIR | STAIR | ALM | ALARM/SENSOR | OPSERRMTCERR | OPERATIONS/MAINTENANCE RELATED | CLEAN | CLEANED | Y
STAIR | STAIR | ALM | ALARM/SENSOR | OPSERRMTCERR | OPERATIONS/MAINTENANCE RELATED | CLOSE | SECURED/CLOSED | Y
STAIR | STAIR | ALM | ALARM/SENSOR | OPSERRMTCERR | OPERATIONS/MAINTENANCE RELATED | CONN | CONNECTED | Y
STAIR | STAIR | ALM | ALARM/SENSOR | OPSERRMTCERR | OPERATIONS/MAINTENANCE RELATED | DISCONN | DISCONNECTED | Y
STAIR | STAIR | ALM | ALARM/SENSOR | OPSERRMTCERR | OPERATIONS/MAINTENANCE RELATED | LUB | LUBRICATED | Y
STAIR | STAIR | ALM | ALARM/SENSOR | OPSERRMTCERR | OPERATIONS/MAINTENANCE RELATED | NOF | NO FAULT FOUND | Y
STAIR | STAIR | ALM | ALARM/SENSOR | OPSERRMTCERR | OPERATIONS/MAINTENANCE RELATED | OTHER-R | OTHER REMEDY | Y
STAIR | STAIR | ALM | ALARM/SENSOR | OPSERRMTCERR | OPERATIONS/MAINTENANCE RELATED | OVH | OVERHAULED/REBUILT/REFURBISHED | Y
STAIR | STAIR | ALM | ALARM/SENSOR | OPSERRMTCERR | OPERATIONS/MAINTENANCE RELATED | PAINT | PAINTED | Y
STAIR | STAIR | ALM | ALARM/SENSOR | OPSERRMTCERR | OPERATIONS/MAINTENANCE RELATED | PATCH | PATCHED/PAVED | Y
STAIR | STAIR | ALM | ALARM/SENSOR | OPSERRMTCERR | OPERATIONS/MAINTENANCE RELATED | PUMP | PUMPED OUT/EMPTIED | Y
STAIR | STAIR | ALM | ALARM/SENSOR | OPSERRMTCERR | OPERATIONS/MAINTENANCE RELATED | REFILL | REFILLED | Y
STAIR | STAIR | ALM | ALARM/SENSOR | OPSERRMTCERR | OPERATIONS/MAINTENANCE RELATED | REINS | REINSTALLED | Y
STAIR | STAIR | ALM | ALARM/SENSOR | OPSERRMTCERR | OPERATIONS/MAINTENANCE RELATED | REMOVE | REMOVED | Y
STAIR | STAIR | ALM | ALARM/SENSOR | OPSERRMTCERR | OPERATIONS/MAINTENANCE RELATED | REP | REPAIRED/RESTORED/ADJUSTED | Y
STAIR | STAIR | ALM | ALARM/SENSOR | OPSERRMTCERR | OPERATIONS/MAINTENANCE RELATED | RESEAL | RESEALED/REPACKED | Y
STAIR | STAIR | ALM | ALARM/SENSOR | OPSERRMTCERR | OPERATIONS/MAINTENANCE RELATED | RESET | RESET/RESTARTED | Y
STAIR | STAIR | ALM | ALARM/SENSOR | OPSERRMTCERR | OPERATIONS/MAINTENANCE RELATED | REWIRE | REWIRED | Y
STAIR | STAIR | ALM | ALARM/SENSOR | OPSERRMTCERR | OPERATIONS/MAINTENANCE RELATED | RPL | REPLACED | Y
STAIR | STAIR | ALM | ALARM/SENSOR | OTHER-C | OTHER CAUSE | MOD | MODIFIED | Y
STAIR | STAIR | ALM | ALARM/SENSOR | OTHER-C | OTHER CAUSE | CLEAN | CLEANED | Y
STAIR | STAIR | ALM | ALARM/SENSOR | OTHER-C | OTHER CAUSE | CLOSE | SECURED/CLOSED | Y
STAIR | STAIR | ALM | ALARM/SENSOR | OTHER-C | OTHER CAUSE | CONN | CONNECTED | Y
STAIR | STAIR | ALM | ALARM/SENSOR | OTHER-C | OTHER CAUSE | DISCONN | DISCONNECTED | Y
STAIR | STAIR | ALM | ALARM/SENSOR | OTHER-C | OTHER CAUSE | LUB | LUBRICATED | Y
STAIR | STAIR | ALM | ALARM/SENSOR | OTHER-C | OTHER CAUSE | NOF | NO FAULT FOUND | Y
STAIR | STAIR | ALM | ALARM/SENSOR | OTHER-C | OTHER CAUSE | OTHER-R | OTHER REMEDY | Y
STAIR | STAIR | ALM | ALARM/SENSOR | OTHER-C | OTHER CAUSE | OVH | OVERHAULED/REBUILT/REFURBISHED | Y
STAIR | STAIR | ALM | ALARM/SENSOR | OTHER-C | OTHER CAUSE | PAINT | PAINTED | Y
STAIR | STAIR | ALM | ALARM/SENSOR | OTHER-C | OTHER CAUSE | PATCH | PATCHED/PAVED | Y
STAIR | STAIR | ALM | ALARM/SENSOR | OTHER-C | OTHER CAUSE | PUMP | PUMPED OUT/EMPTIED | Y
STAIR | STAIR | ALM | ALARM/SENSOR | OTHER-C | OTHER CAUSE | REFILL | REFILLED | Y
STAIR | STAIR | ALM | ALARM/SENSOR | OTHER-C | OTHER CAUSE | REINS | REINSTALLED | Y
STAIR | STAIR | ALM | ALARM/SENSOR | OTHER-C | OTHER CAUSE | REMOVE | REMOVED | Y
STAIR | STAIR | ALM | ALARM/SENSOR | OTHER-C | OTHER CAUSE | REP | REPAIRED/RESTORED/ADJUSTED | Y
STAIR | STAIR | ALM | ALARM/SENSOR | OTHER-C | OTHER CAUSE | RESEAL | RESEALED/REPACKED | Y
STAIR | STAIR | ALM | ALARM/SENSOR | OTHER-C | OTHER CAUSE | RESET | RESET/RESTARTED | Y
STAIR | STAIR | ALM | ALARM/SENSOR | OTHER-C | OTHER CAUSE | REWIRE | REWIRED | Y
STAIR | STAIR | ALM | ALARM/SENSOR | OTHER-C | OTHER CAUSE | RPL | REPLACED | Y
STAIR | STAIR | ALM | ALARM/SENSOR | POWERSUP | POWER SUPPLY | MOD | MODIFIED | Y
STAIR | STAIR | ALM | ALARM/SENSOR | POWERSUP | POWER SUPPLY | CLEAN | CLEANED | Y
STAIR | STAIR | ALM | ALARM/SENSOR | POWERSUP | POWER SUPPLY | CLOSE | SECURED/CLOSED | Y
STAIR | STAIR | ALM | ALARM/SENSOR | POWERSUP | POWER SUPPLY | CONN | CONNECTED | Y
STAIR | STAIR | ALM | ALARM/SENSOR | POWERSUP | POWER SUPPLY | DISCONN | DISCONNECTED | Y
STAIR | STAIR | ALM | ALARM/SENSOR | POWERSUP | POWER SUPPLY | LUB | LUBRICATED | Y
STAIR | STAIR | ALM | ALARM/SENSOR | POWERSUP | POWER SUPPLY | NOF | NO FAULT FOUND | Y
STAIR | STAIR | ALM | ALARM/SENSOR | POWERSUP | POWER SUPPLY | OTHER-R | OTHER REMEDY | Y
STAIR | STAIR | ALM | ALARM/SENSOR | POWERSUP | POWER SUPPLY | OVH | OVERHAULED/REBUILT/REFURBISHED | Y
STAIR | STAIR | ALM | ALARM/SENSOR | POWERSUP | POWER SUPPLY | PAINT | PAINTED | Y
STAIR | STAIR | ALM | ALARM/SENSOR | POWERSUP | POWER SUPPLY | PATCH | PATCHED/PAVED | Y
STAIR | STAIR | ALM | ALARM/SENSOR | POWERSUP | POWER SUPPLY | PUMP | PUMPED OUT/EMPTIED | Y
STAIR | STAIR | ALM | ALARM/SENSOR | POWERSUP | POWER SUPPLY | REFILL | REFILLED | Y
STAIR | STAIR | ALM | ALARM/SENSOR | POWERSUP | POWER SUPPLY | REINS | REINSTALLED | Y
STAIR | STAIR | ALM | ALARM/SENSOR | POWERSUP | POWER SUPPLY | REMOVE | REMOVED | Y
STAIR | STAIR | ALM | ALARM/SENSOR | POWERSUP | POWER SUPPLY | REP | REPAIRED/RESTORED/ADJUSTED | Y
STAIR | STAIR | ALM | ALARM/SENSOR | POWERSUP | POWER SUPPLY | RESEAL | RESEALED/REPACKED | Y
STAIR | STAIR | ALM | ALARM/SENSOR | POWERSUP | POWER SUPPLY | RESET | RESET/RESTARTED | Y
STAIR | STAIR | ALM | ALARM/SENSOR | POWERSUP | POWER SUPPLY | REWIRE | REWIRED | Y
STAIR | STAIR | ALM | ALARM/SENSOR | POWERSUP | POWER SUPPLY | RPL | REPLACED | Y
STAIR | STAIR | ALM | ALARM/SENSOR | SENSOR | FAULTY SENSOR | MOD | MODIFIED | Y
STAIR | STAIR | ALM | ALARM/SENSOR | SENSOR | FAULTY SENSOR | CLEAN | CLEANED | Y
STAIR | STAIR | ALM | ALARM/SENSOR | SENSOR | FAULTY SENSOR | CLOSE | SECURED/CLOSED | Y
STAIR | STAIR | ALM | ALARM/SENSOR | SENSOR | FAULTY SENSOR | CONN | CONNECTED | Y
STAIR | STAIR | ALM | ALARM/SENSOR | SENSOR | FAULTY SENSOR | DISCONN | DISCONNECTED | Y
STAIR | STAIR | ALM | ALARM/SENSOR | SENSOR | FAULTY SENSOR | LUB | LUBRICATED | Y
STAIR | STAIR | ALM | ALARM/SENSOR | SENSOR | FAULTY SENSOR | NOF | NO FAULT FOUND | Y
STAIR | STAIR | ALM | ALARM/SENSOR | SENSOR | FAULTY SENSOR | OTHER-R | OTHER REMEDY | Y
STAIR | STAIR | ALM | ALARM/SENSOR | SENSOR | FAULTY SENSOR | OVH | OVERHAULED/REBUILT/REFURBISHED | Y
STAIR | STAIR | ALM | ALARM/SENSOR | SENSOR | FAULTY SENSOR | PAINT | PAINTED | Y
STAIR | STAIR | ALM | ALARM/SENSOR | SENSOR | FAULTY SENSOR | PATCH | PATCHED/PAVED | Y
STAIR | STAIR | ALM | ALARM/SENSOR | SENSOR | FAULTY SENSOR | PUMP | PUMPED OUT/EMPTIED | Y
STAIR | STAIR | ALM | ALARM/SENSOR | SENSOR | FAULTY SENSOR | REFILL | REFILLED | Y
STAIR | STAIR | ALM | ALARM/SENSOR | SENSOR | FAULTY SENSOR | REINS | REINSTALLED | Y
STAIR | STAIR | ALM | ALARM/SENSOR | SENSOR | FAULTY SENSOR | REMOVE | REMOVED | Y
STAIR | STAIR | ALM | ALARM/SENSOR | SENSOR | FAULTY SENSOR | REP | REPAIRED/RESTORED/ADJUSTED | Y
STAIR | STAIR | ALM | ALARM/SENSOR | SENSOR | FAULTY SENSOR | RESEAL | RESEALED/REPACKED | Y
STAIR | STAIR | ALM | ALARM/SENSOR | SENSOR | FAULTY SENSOR | RESET | RESET/RESTARTED | Y
STAIR | STAIR | ALM | ALARM/SENSOR | SENSOR | FAULTY SENSOR | REWIRE | REWIRED | Y
STAIR | STAIR | ALM | ALARM/SENSOR | SENSOR | FAULTY SENSOR | RPL | REPLACED | Y
STAIR | STAIR | BKN | BROKEN/DAMAGED | BREAKTRP | BREAKER TRIP | MOD | MODIFIED | Y
STAIR | STAIR | BKN | BROKEN/DAMAGED | BREAKTRP | BREAKER TRIP | CLEAN | CLEANED | Y
STAIR | STAIR | BKN | BROKEN/DAMAGED | BREAKTRP | BREAKER TRIP | CLOSE | SECURED/CLOSED | Y
STAIR | STAIR | BKN | BROKEN/DAMAGED | BREAKTRP | BREAKER TRIP | CONN | CONNECTED | Y
STAIR | STAIR | BKN | BROKEN/DAMAGED | BREAKTRP | BREAKER TRIP | DISCONN | DISCONNECTED | Y
STAIR | STAIR | BKN | BROKEN/DAMAGED | BREAKTRP | BREAKER TRIP | LUB | LUBRICATED | Y
STAIR | STAIR | BKN | BROKEN/DAMAGED | BREAKTRP | BREAKER TRIP | NOF | NO FAULT FOUND | Y
STAIR | STAIR | BKN | BROKEN/DAMAGED | BREAKTRP | BREAKER TRIP | OTHER-R | OTHER REMEDY | Y
STAIR | STAIR | BKN | BROKEN/DAMAGED | BREAKTRP | BREAKER TRIP | OVH | OVERHAULED/REBUILT/REFURBISHED | Y
STAIR | STAIR | BKN | BROKEN/DAMAGED | BREAKTRP | BREAKER TRIP | PAINT | PAINTED | Y
STAIR | STAIR | BKN | BROKEN/DAMAGED | BREAKTRP | BREAKER TRIP | PATCH | PATCHED/PAVED | Y
STAIR | STAIR | BKN | BROKEN/DAMAGED | BREAKTRP | BREAKER TRIP | PUMP | PUMPED OUT/EMPTIED | Y
STAIR | STAIR | BKN | BROKEN/DAMAGED | BREAKTRP | BREAKER TRIP | REFILL | REFILLED | Y
STAIR | STAIR | BKN | BROKEN/DAMAGED | BREAKTRP | BREAKER TRIP | REINS | REINSTALLED | Y
STAIR | STAIR | BKN | BROKEN/DAMAGED | BREAKTRP | BREAKER TRIP | REMOVE | REMOVED | Y
STAIR | STAIR | BKN | BROKEN/DAMAGED | BREAKTRP | BREAKER TRIP | REP | REPAIRED/RESTORED/ADJUSTED | Y
STAIR | STAIR | BKN | BROKEN/DAMAGED | BREAKTRP | BREAKER TRIP | RESEAL | RESEALED/REPACKED | Y
STAIR | STAIR | BKN | BROKEN/DAMAGED | BREAKTRP | BREAKER TRIP | RESET | RESET/RESTARTED | Y
STAIR | STAIR | BKN | BROKEN/DAMAGED | BREAKTRP | BREAKER TRIP | REWIRE | REWIRED | Y
STAIR | STAIR | BKN | BROKEN/DAMAGED | BREAKTRP | BREAKER TRIP | RPL | REPLACED | Y
STAIR | STAIR | BKN | BROKEN/DAMAGED | CORROSION | RUST/CORROSION | MOD | MODIFIED | N
STAIR | STAIR | BKN | BROKEN/DAMAGED | CORROSION | RUST/CORROSION | CLEAN | CLEANED | N
STAIR | STAIR | BKN | BROKEN/DAMAGED | CORROSION | RUST/CORROSION | CLOSE | SECURED/CLOSED | N
STAIR | STAIR | BKN | BROKEN/DAMAGED | CORROSION | RUST/CORROSION | CONN | CONNECTED | Y
STAIR | STAIR | BKN | BROKEN/DAMAGED | CORROSION | RUST/CORROSION | DISCONN | DISCONNECTED | Y
STAIR | STAIR | BKN | BROKEN/DAMAGED | CORROSION | RUST/CORROSION | LUB | LUBRICATED | Y
STAIR | STAIR | BKN | BROKEN/DAMAGED | CORROSION | RUST/CORROSION | NOF | NO FAULT FOUND | N
STAIR | STAIR | BKN | BROKEN/DAMAGED | CORROSION | RUST/CORROSION | OTHER-R | OTHER REMEDY | N
STAIR | STAIR | BKN | BROKEN/DAMAGED | CORROSION | RUST/CORROSION | OVH | OVERHAULED/REBUILT/REFURBISHED | N
STAIR | STAIR | BKN | BROKEN/DAMAGED | CORROSION | RUST/CORROSION | PAINT | PAINTED | N
STAIR | STAIR | BKN | BROKEN/DAMAGED | CORROSION | RUST/CORROSION | PATCH | PATCHED/PAVED | Y
STAIR | STAIR | BKN | BROKEN/DAMAGED | CORROSION | RUST/CORROSION | PUMP | PUMPED OUT/EMPTIED | Y
STAIR | STAIR | BKN | BROKEN/DAMAGED | CORROSION | RUST/CORROSION | REFILL | REFILLED | N
STAIR | STAIR | BKN | BROKEN/DAMAGED | CORROSION | RUST/CORROSION | REINS | REINSTALLED | Y
STAIR | STAIR | BKN | BROKEN/DAMAGED | CORROSION | RUST/CORROSION | REMOVE | REMOVED | N
STAIR | STAIR | BKN | BROKEN/DAMAGED | CORROSION | RUST/CORROSION | REP | REPAIRED/RESTORED/ADJUSTED | N
STAIR | STAIR | BKN | BROKEN/DAMAGED | CORROSION | RUST/CORROSION | RESEAL | RESEALED/REPACKED | Y
STAIR | STAIR | BKN | BROKEN/DAMAGED | CORROSION | RUST/CORROSION | RESET | RESET/RESTARTED | Y
STAIR | STAIR | BKN | BROKEN/DAMAGED | CORROSION | RUST/CORROSION | REWIRE | REWIRED | Y
STAIR | STAIR | BKN | BROKEN/DAMAGED | CORROSION | RUST/CORROSION | RPL | REPLACED | N
STAIR | STAIR | BKN | BROKEN/DAMAGED | DAMAGE | DAMAGED/BROKEN | MOD | MODIFIED | N
STAIR | STAIR | BKN | BROKEN/DAMAGED | DAMAGE | DAMAGED/BROKEN | CLEAN | CLEANED | N
STAIR | STAIR | BKN | BROKEN/DAMAGED | DAMAGE | DAMAGED/BROKEN | CLOSE | SECURED/CLOSED | N
STAIR | STAIR | BKN | BROKEN/DAMAGED | DAMAGE | DAMAGED/BROKEN | CONN | CONNECTED | Y
STAIR | STAIR | BKN | BROKEN/DAMAGED | DAMAGE | DAMAGED/BROKEN | DISCONN | DISCONNECTED | Y
STAIR | STAIR | BKN | BROKEN/DAMAGED | DAMAGE | DAMAGED/BROKEN | LUB | LUBRICATED | Y
STAIR | STAIR | BKN | BROKEN/DAMAGED | DAMAGE | DAMAGED/BROKEN | NOF | NO FAULT FOUND | N
STAIR | STAIR | BKN | BROKEN/DAMAGED | DAMAGE | DAMAGED/BROKEN | OTHER-R | OTHER REMEDY | N
STAIR | STAIR | BKN | BROKEN/DAMAGED | DAMAGE | DAMAGED/BROKEN | OVH | OVERHAULED/REBUILT/REFURBISHED | N
STAIR | STAIR | BKN | BROKEN/DAMAGED | DAMAGE | DAMAGED/BROKEN | PAINT | PAINTED | N
STAIR | STAIR | BKN | BROKEN/DAMAGED | DAMAGE | DAMAGED/BROKEN | PATCH | PATCHED/PAVED | Y
STAIR | STAIR | BKN | BROKEN/DAMAGED | DAMAGE | DAMAGED/BROKEN | PUMP | PUMPED OUT/EMPTIED | Y
STAIR | STAIR | BKN | BROKEN/DAMAGED | DAMAGE | DAMAGED/BROKEN | REFILL | REFILLED | N
STAIR | STAIR | BKN | BROKEN/DAMAGED | DAMAGE | DAMAGED/BROKEN | REINS | REINSTALLED | Y
STAIR | STAIR | BKN | BROKEN/DAMAGED | DAMAGE | DAMAGED/BROKEN | REMOVE | REMOVED | N
STAIR | STAIR | BKN | BROKEN/DAMAGED | DAMAGE | DAMAGED/BROKEN | REP | REPAIRED/RESTORED/ADJUSTED | N
STAIR | STAIR | BKN | BROKEN/DAMAGED | DAMAGE | DAMAGED/BROKEN | RESEAL | RESEALED/REPACKED | Y
STAIR | STAIR | BKN | BROKEN/DAMAGED | DAMAGE | DAMAGED/BROKEN | RESET | RESET/RESTARTED | Y
STAIR | STAIR | BKN | BROKEN/DAMAGED | DAMAGE | DAMAGED/BROKEN | REWIRE | REWIRED | Y
STAIR | STAIR | BKN | BROKEN/DAMAGED | DAMAGE | DAMAGED/BROKEN | RPL | REPLACED | N
STAIR | STAIR | BKN | BROKEN/DAMAGED | DESGEN | DESIGN RELATED | MOD | MODIFIED | N
STAIR | STAIR | BKN | BROKEN/DAMAGED | DESGEN | DESIGN RELATED | CLEAN | CLEANED | N
STAIR | STAIR | BKN | BROKEN/DAMAGED | DESGEN | DESIGN RELATED | CLOSE | SECURED/CLOSED | N
STAIR | STAIR | BKN | BROKEN/DAMAGED | DESGEN | DESIGN RELATED | CONN | CONNECTED | Y
STAIR | STAIR | BKN | BROKEN/DAMAGED | DESGEN | DESIGN RELATED | DISCONN | DISCONNECTED | Y
STAIR | STAIR | BKN | BROKEN/DAMAGED | DESGEN | DESIGN RELATED | LUB | LUBRICATED | Y
STAIR | STAIR | BKN | BROKEN/DAMAGED | DESGEN | DESIGN RELATED | NOF | NO FAULT FOUND | N
STAIR | STAIR | BKN | BROKEN/DAMAGED | DESGEN | DESIGN RELATED | OTHER-R | OTHER REMEDY | N
STAIR | STAIR | BKN | BROKEN/DAMAGED | DESGEN | DESIGN RELATED | OVH | OVERHAULED/REBUILT/REFURBISHED | N
STAIR | STAIR | BKN | BROKEN/DAMAGED | DESGEN | DESIGN RELATED | PAINT | PAINTED | N
STAIR | STAIR | BKN | BROKEN/DAMAGED | DESGEN | DESIGN RELATED | PATCH | PATCHED/PAVED | Y
STAIR | STAIR | BKN | BROKEN/DAMAGED | DESGEN | DESIGN RELATED | PUMP | PUMPED OUT/EMPTIED | Y
STAIR | STAIR | BKN | BROKEN/DAMAGED | DESGEN | DESIGN RELATED | REFILL | REFILLED | N
STAIR | STAIR | BKN | BROKEN/DAMAGED | DESGEN | DESIGN RELATED | REINS | REINSTALLED | Y
STAIR | STAIR | BKN | BROKEN/DAMAGED | DESGEN | DESIGN RELATED | REMOVE | REMOVED | N
STAIR | STAIR | BKN | BROKEN/DAMAGED | DESGEN | DESIGN RELATED | REP | REPAIRED/RESTORED/ADJUSTED | N
STAIR | STAIR | BKN | BROKEN/DAMAGED | DESGEN | DESIGN RELATED | RESEAL | RESEALED/REPACKED | Y
STAIR | STAIR | BKN | BROKEN/DAMAGED | DESGEN | DESIGN RELATED | RESET | RESET/RESTARTED | Y
STAIR | STAIR | BKN | BROKEN/DAMAGED | DESGEN | DESIGN RELATED | REWIRE | REWIRED | Y
STAIR | STAIR | BKN | BROKEN/DAMAGED | DESGEN | DESIGN RELATED | RPL | REPLACED | N
STAIR | STAIR | BKN | BROKEN/DAMAGED | DIRTY | DIRTY | MOD | MODIFIED | N
STAIR | STAIR | BKN | BROKEN/DAMAGED | DIRTY | DIRTY | CLEAN | CLEANED | N
STAIR | STAIR | BKN | BROKEN/DAMAGED | DIRTY | DIRTY | CLOSE | SECURED/CLOSED | N
STAIR | STAIR | BKN | BROKEN/DAMAGED | DIRTY | DIRTY | CONN | CONNECTED | Y
STAIR | STAIR | BKN | BROKEN/DAMAGED | DIRTY | DIRTY | DISCONN | DISCONNECTED | Y
STAIR | STAIR | BKN | BROKEN/DAMAGED | DIRTY | DIRTY | LUB | LUBRICATED | Y
STAIR | STAIR | BKN | BROKEN/DAMAGED | DIRTY | DIRTY | NOF | NO FAULT FOUND | N
STAIR | STAIR | BKN | BROKEN/DAMAGED | DIRTY | DIRTY | OTHER-R | OTHER REMEDY | N
STAIR | STAIR | BKN | BROKEN/DAMAGED | DIRTY | DIRTY | OVH | OVERHAULED/REBUILT/REFURBISHED | N
STAIR | STAIR | BKN | BROKEN/DAMAGED | DIRTY | DIRTY | PAINT | PAINTED | N
STAIR | STAIR | BKN | BROKEN/DAMAGED | DIRTY | DIRTY | PATCH | PATCHED/PAVED | Y
STAIR | STAIR | BKN | BROKEN/DAMAGED | DIRTY | DIRTY | PUMP | PUMPED OUT/EMPTIED | Y
STAIR | STAIR | BKN | BROKEN/DAMAGED | DIRTY | DIRTY | REFILL | REFILLED | N
STAIR | STAIR | BKN | BROKEN/DAMAGED | DIRTY | DIRTY | REINS | REINSTALLED | Y
STAIR | STAIR | BKN | BROKEN/DAMAGED | DIRTY | DIRTY | REMOVE | REMOVED | N
STAIR | STAIR | BKN | BROKEN/DAMAGED | DIRTY | DIRTY | REP | REPAIRED/RESTORED/ADJUSTED | N
STAIR | STAIR | BKN | BROKEN/DAMAGED | DIRTY | DIRTY | RESEAL | RESEALED/REPACKED | Y
STAIR | STAIR | BKN | BROKEN/DAMAGED | DIRTY | DIRTY | RESET | RESET/RESTARTED | Y
STAIR | STAIR | BKN | BROKEN/DAMAGED | DIRTY | DIRTY | REWIRE | REWIRED | Y
STAIR | STAIR | BKN | BROKEN/DAMAGED | DIRTY | DIRTY | RPL | REPLACED | N
STAIR | STAIR | BKN | BROKEN/DAMAGED | EXPWT | EXPECTED WEAR AND TEAR | MOD | MODIFIED | N
STAIR | STAIR | BKN | BROKEN/DAMAGED | EXPWT | EXPECTED WEAR AND TEAR | CLEAN | CLEANED | N
STAIR | STAIR | BKN | BROKEN/DAMAGED | EXPWT | EXPECTED WEAR AND TEAR | CLOSE | SECURED/CLOSED | N
STAIR | STAIR | BKN | BROKEN/DAMAGED | EXPWT | EXPECTED WEAR AND TEAR | CONN | CONNECTED | Y
STAIR | STAIR | BKN | BROKEN/DAMAGED | EXPWT | EXPECTED WEAR AND TEAR | DISCONN | DISCONNECTED | Y
STAIR | STAIR | BKN | BROKEN/DAMAGED | EXPWT | EXPECTED WEAR AND TEAR | LUB | LUBRICATED | Y
STAIR | STAIR | BKN | BROKEN/DAMAGED | EXPWT | EXPECTED WEAR AND TEAR | NOF | NO FAULT FOUND | N
STAIR | STAIR | BKN | BROKEN/DAMAGED | EXPWT | EXPECTED WEAR AND TEAR | OTHER-R | OTHER REMEDY | N
STAIR | STAIR | BKN | BROKEN/DAMAGED | EXPWT | EXPECTED WEAR AND TEAR | OVH | OVERHAULED/REBUILT/REFURBISHED | N
STAIR | STAIR | BKN | BROKEN/DAMAGED | EXPWT | EXPECTED WEAR AND TEAR | PAINT | PAINTED | N
STAIR | STAIR | BKN | BROKEN/DAMAGED | EXPWT | EXPECTED WEAR AND TEAR | PATCH | PATCHED/PAVED | Y
STAIR | STAIR | BKN | BROKEN/DAMAGED | EXPWT | EXPECTED WEAR AND TEAR | PUMP | PUMPED OUT/EMPTIED | Y
STAIR | STAIR | BKN | BROKEN/DAMAGED | EXPWT | EXPECTED WEAR AND TEAR | REFILL | REFILLED | N
STAIR | STAIR | BKN | BROKEN/DAMAGED | EXPWT | EXPECTED WEAR AND TEAR | REINS | REINSTALLED | Y
STAIR | STAIR | BKN | BROKEN/DAMAGED | EXPWT | EXPECTED WEAR AND TEAR | REMOVE | REMOVED | N
STAIR | STAIR | BKN | BROKEN/DAMAGED | EXPWT | EXPECTED WEAR AND TEAR | REP | REPAIRED/RESTORED/ADJUSTED | N
STAIR | STAIR | BKN | BROKEN/DAMAGED | EXPWT | EXPECTED WEAR AND TEAR | RESEAL | RESEALED/REPACKED | Y
STAIR | STAIR | BKN | BROKEN/DAMAGED | EXPWT | EXPECTED WEAR AND TEAR | RESET | RESET/RESTARTED | Y
STAIR | STAIR | BKN | BROKEN/DAMAGED | EXPWT | EXPECTED WEAR AND TEAR | REWIRE | REWIRED | Y
STAIR | STAIR | BKN | BROKEN/DAMAGED | EXPWT | EXPECTED WEAR AND TEAR | RPL | REPLACED | N
STAIR | STAIR | BKN | BROKEN/DAMAGED | FABGEN | FABRICATION/INSTALLATION RELATED | MOD | MODIFIED | N
STAIR | STAIR | BKN | BROKEN/DAMAGED | FABGEN | FABRICATION/INSTALLATION RELATED | CLEAN | CLEANED | N
STAIR | STAIR | BKN | BROKEN/DAMAGED | FABGEN | FABRICATION/INSTALLATION RELATED | CLOSE | SECURED/CLOSED | N
STAIR | STAIR | BKN | BROKEN/DAMAGED | FABGEN | FABRICATION/INSTALLATION RELATED | CONN | CONNECTED | Y
STAIR | STAIR | BKN | BROKEN/DAMAGED | FABGEN | FABRICATION/INSTALLATION RELATED | DISCONN | DISCONNECTED | Y
STAIR | STAIR | BKN | BROKEN/DAMAGED | FABGEN | FABRICATION/INSTALLATION RELATED | LUB | LUBRICATED | Y
STAIR | STAIR | BKN | BROKEN/DAMAGED | FABGEN | FABRICATION/INSTALLATION RELATED | NOF | NO FAULT FOUND | N
STAIR | STAIR | BKN | BROKEN/DAMAGED | FABGEN | FABRICATION/INSTALLATION RELATED | OTHER-R | OTHER REMEDY | N
STAIR | STAIR | BKN | BROKEN/DAMAGED | FABGEN | FABRICATION/INSTALLATION RELATED | OVH | OVERHAULED/REBUILT/REFURBISHED | N
STAIR | STAIR | BKN | BROKEN/DAMAGED | FABGEN | FABRICATION/INSTALLATION RELATED | PAINT | PAINTED | N
STAIR | STAIR | BKN | BROKEN/DAMAGED | FABGEN | FABRICATION/INSTALLATION RELATED | PATCH | PATCHED/PAVED | Y
STAIR | STAIR | BKN | BROKEN/DAMAGED | FABGEN | FABRICATION/INSTALLATION RELATED | PUMP | PUMPED OUT/EMPTIED | Y
STAIR | STAIR | BKN | BROKEN/DAMAGED | FABGEN | FABRICATION/INSTALLATION RELATED | REFILL | REFILLED | N
STAIR | STAIR | BKN | BROKEN/DAMAGED | FABGEN | FABRICATION/INSTALLATION RELATED | REINS | REINSTALLED | Y
STAIR | STAIR | BKN | BROKEN/DAMAGED | FABGEN | FABRICATION/INSTALLATION RELATED | REMOVE | REMOVED | N
STAIR | STAIR | BKN | BROKEN/DAMAGED | FABGEN | FABRICATION/INSTALLATION RELATED | REP | REPAIRED/RESTORED/ADJUSTED | N
STAIR | STAIR | BKN | BROKEN/DAMAGED | FABGEN | FABRICATION/INSTALLATION RELATED | RESEAL | RESEALED/REPACKED | Y
STAIR | STAIR | BKN | BROKEN/DAMAGED | FABGEN | FABRICATION/INSTALLATION RELATED | RESET | RESET/RESTARTED | Y
STAIR | STAIR | BKN | BROKEN/DAMAGED | FABGEN | FABRICATION/INSTALLATION RELATED | REWIRE | REWIRED | Y
STAIR | STAIR | BKN | BROKEN/DAMAGED | FABGEN | FABRICATION/INSTALLATION RELATED | RPL | REPLACED | N
STAIR | STAIR | BKN | BROKEN/DAMAGED | IMPMAT | IMPROPER MATERIAL | MOD | MODIFIED | Y
STAIR | STAIR | BKN | BROKEN/DAMAGED | IMPMAT | IMPROPER MATERIAL | CLEAN | CLEANED | Y
STAIR | STAIR | BKN | BROKEN/DAMAGED | IMPMAT | IMPROPER MATERIAL | CLOSE | SECURED/CLOSED | Y
STAIR | STAIR | BKN | BROKEN/DAMAGED | IMPMAT | IMPROPER MATERIAL | CONN | CONNECTED | Y
STAIR | STAIR | BKN | BROKEN/DAMAGED | IMPMAT | IMPROPER MATERIAL | DISCONN | DISCONNECTED | Y
STAIR | STAIR | BKN | BROKEN/DAMAGED | IMPMAT | IMPROPER MATERIAL | LUB | LUBRICATED | Y
STAIR | STAIR | BKN | BROKEN/DAMAGED | IMPMAT | IMPROPER MATERIAL | NOF | NO FAULT FOUND | Y
STAIR | STAIR | BKN | BROKEN/DAMAGED | IMPMAT | IMPROPER MATERIAL | OTHER-R | OTHER REMEDY | Y
STAIR | STAIR | BKN | BROKEN/DAMAGED | IMPMAT | IMPROPER MATERIAL | OVH | OVERHAULED/REBUILT/REFURBISHED | Y
STAIR | STAIR | BKN | BROKEN/DAMAGED | IMPMAT | IMPROPER MATERIAL | PAINT | PAINTED | Y
STAIR | STAIR | BKN | BROKEN/DAMAGED | IMPMAT | IMPROPER MATERIAL | PATCH | PATCHED/PAVED | Y
STAIR | STAIR | BKN | BROKEN/DAMAGED | IMPMAT | IMPROPER MATERIAL | PUMP | PUMPED OUT/EMPTIED | Y
STAIR | STAIR | BKN | BROKEN/DAMAGED | IMPMAT | IMPROPER MATERIAL | REFILL | REFILLED | Y
STAIR | STAIR | BKN | BROKEN/DAMAGED | IMPMAT | IMPROPER MATERIAL | REINS | REINSTALLED | Y
STAIR | STAIR | BKN | BROKEN/DAMAGED | IMPMAT | IMPROPER MATERIAL | REMOVE | REMOVED | Y
STAIR | STAIR | BKN | BROKEN/DAMAGED | IMPMAT | IMPROPER MATERIAL | REP | REPAIRED/RESTORED/ADJUSTED | Y
STAIR | STAIR | BKN | BROKEN/DAMAGED | IMPMAT | IMPROPER MATERIAL | RESEAL | RESEALED/REPACKED | Y
STAIR | STAIR | BKN | BROKEN/DAMAGED | IMPMAT | IMPROPER MATERIAL | RESET | RESET/RESTARTED | Y
STAIR | STAIR | BKN | BROKEN/DAMAGED | IMPMAT | IMPROPER MATERIAL | REWIRE | REWIRED | Y
STAIR | STAIR | BKN | BROKEN/DAMAGED | IMPMAT | IMPROPER MATERIAL | RPL | REPLACED | Y
STAIR | STAIR | BKN | BROKEN/DAMAGED | LEAK | LEAK | MOD | MODIFIED | Y
STAIR | STAIR | BKN | BROKEN/DAMAGED | LEAK | LEAK | CLEAN | CLEANED | Y
STAIR | STAIR | BKN | BROKEN/DAMAGED | LEAK | LEAK | CLOSE | SECURED/CLOSED | Y
STAIR | STAIR | BKN | BROKEN/DAMAGED | LEAK | LEAK | CONN | CONNECTED | Y
STAIR | STAIR | BKN | BROKEN/DAMAGED | LEAK | LEAK | DISCONN | DISCONNECTED | Y
STAIR | STAIR | BKN | BROKEN/DAMAGED | LEAK | LEAK | LUB | LUBRICATED | Y
STAIR | STAIR | BKN | BROKEN/DAMAGED | LEAK | LEAK | NOF | NO FAULT FOUND | Y
STAIR | STAIR | BKN | BROKEN/DAMAGED | LEAK | LEAK | OTHER-R | OTHER REMEDY | Y
STAIR | STAIR | BKN | BROKEN/DAMAGED | LEAK | LEAK | OVH | OVERHAULED/REBUILT/REFURBISHED | Y
STAIR | STAIR | BKN | BROKEN/DAMAGED | LEAK | LEAK | PAINT | PAINTED | Y
STAIR | STAIR | BKN | BROKEN/DAMAGED | LEAK | LEAK | PATCH | PATCHED/PAVED | Y
STAIR | STAIR | BKN | BROKEN/DAMAGED | LEAK | LEAK | PUMP | PUMPED OUT/EMPTIED | Y
STAIR | STAIR | BKN | BROKEN/DAMAGED | LEAK | LEAK | REFILL | REFILLED | Y
STAIR | STAIR | BKN | BROKEN/DAMAGED | LEAK | LEAK | REINS | REINSTALLED | Y
STAIR | STAIR | BKN | BROKEN/DAMAGED | LEAK | LEAK | REMOVE | REMOVED | Y
STAIR | STAIR | BKN | BROKEN/DAMAGED | LEAK | LEAK | REP | REPAIRED/RESTORED/ADJUSTED | Y
STAIR | STAIR | BKN | BROKEN/DAMAGED | LEAK | LEAK | RESEAL | RESEALED/REPACKED | Y
STAIR | STAIR | BKN | BROKEN/DAMAGED | LEAK | LEAK | RESET | RESET/RESTARTED | Y
STAIR | STAIR | BKN | BROKEN/DAMAGED | LEAK | LEAK | REWIRE | REWIRED | Y
STAIR | STAIR | BKN | BROKEN/DAMAGED | LEAK | LEAK | RPL | REPLACED | Y
STAIR | STAIR | BKN | BROKEN/DAMAGED | LOOSE | LOOSE/MISALIGNED | MOD | MODIFIED | N
STAIR | STAIR | BKN | BROKEN/DAMAGED | LOOSE | LOOSE/MISALIGNED | CLEAN | CLEANED | N
STAIR | STAIR | BKN | BROKEN/DAMAGED | LOOSE | LOOSE/MISALIGNED | CLOSE | SECURED/CLOSED | N
STAIR | STAIR | BKN | BROKEN/DAMAGED | LOOSE | LOOSE/MISALIGNED | CONN | CONNECTED | Y
STAIR | STAIR | BKN | BROKEN/DAMAGED | LOOSE | LOOSE/MISALIGNED | DISCONN | DISCONNECTED | Y
STAIR | STAIR | BKN | BROKEN/DAMAGED | LOOSE | LOOSE/MISALIGNED | LUB | LUBRICATED | Y
STAIR | STAIR | BKN | BROKEN/DAMAGED | LOOSE | LOOSE/MISALIGNED | NOF | NO FAULT FOUND | N
STAIR | STAIR | BKN | BROKEN/DAMAGED | LOOSE | LOOSE/MISALIGNED | OTHER-R | OTHER REMEDY | N
STAIR | STAIR | BKN | BROKEN/DAMAGED | LOOSE | LOOSE/MISALIGNED | OVH | OVERHAULED/REBUILT/REFURBISHED | N
STAIR | STAIR | BKN | BROKEN/DAMAGED | LOOSE | LOOSE/MISALIGNED | PAINT | PAINTED | N
STAIR | STAIR | BKN | BROKEN/DAMAGED | LOOSE | LOOSE/MISALIGNED | PATCH | PATCHED/PAVED | Y
STAIR | STAIR | BKN | BROKEN/DAMAGED | LOOSE | LOOSE/MISALIGNED | PUMP | PUMPED OUT/EMPTIED | Y
STAIR | STAIR | BKN | BROKEN/DAMAGED | LOOSE | LOOSE/MISALIGNED | REFILL | REFILLED | N
STAIR | STAIR | BKN | BROKEN/DAMAGED | LOOSE | LOOSE/MISALIGNED | REINS | REINSTALLED | Y
STAIR | STAIR | BKN | BROKEN/DAMAGED | LOOSE | LOOSE/MISALIGNED | REMOVE | REMOVED | N
STAIR | STAIR | BKN | BROKEN/DAMAGED | LOOSE | LOOSE/MISALIGNED | REP | REPAIRED/RESTORED/ADJUSTED | N
STAIR | STAIR | BKN | BROKEN/DAMAGED | LOOSE | LOOSE/MISALIGNED | RESEAL | RESEALED/REPACKED | Y
STAIR | STAIR | BKN | BROKEN/DAMAGED | LOOSE | LOOSE/MISALIGNED | RESET | RESET/RESTARTED | Y
STAIR | STAIR | BKN | BROKEN/DAMAGED | LOOSE | LOOSE/MISALIGNED | REWIRE | REWIRED | Y
STAIR | STAIR | BKN | BROKEN/DAMAGED | LOOSE | LOOSE/MISALIGNED | RPL | REPLACED | N
STAIR | STAIR | BKN | BROKEN/DAMAGED | NOCAUSE | NO CAUSE FOUND | MOD | MODIFIED | N
STAIR | STAIR | BKN | BROKEN/DAMAGED | NOCAUSE | NO CAUSE FOUND | CLEAN | CLEANED | N
STAIR | STAIR | BKN | BROKEN/DAMAGED | NOCAUSE | NO CAUSE FOUND | CLOSE | SECURED/CLOSED | N
STAIR | STAIR | BKN | BROKEN/DAMAGED | NOCAUSE | NO CAUSE FOUND | CONN | CONNECTED | Y
STAIR | STAIR | BKN | BROKEN/DAMAGED | NOCAUSE | NO CAUSE FOUND | DISCONN | DISCONNECTED | Y
STAIR | STAIR | BKN | BROKEN/DAMAGED | NOCAUSE | NO CAUSE FOUND | LUB | LUBRICATED | Y
STAIR | STAIR | BKN | BROKEN/DAMAGED | NOCAUSE | NO CAUSE FOUND | NOF | NO FAULT FOUND | N
STAIR | STAIR | BKN | BROKEN/DAMAGED | NOCAUSE | NO CAUSE FOUND | OTHER-R | OTHER REMEDY | N
STAIR | STAIR | BKN | BROKEN/DAMAGED | NOCAUSE | NO CAUSE FOUND | OVH | OVERHAULED/REBUILT/REFURBISHED | N
STAIR | STAIR | BKN | BROKEN/DAMAGED | NOCAUSE | NO CAUSE FOUND | PAINT | PAINTED | N
STAIR | STAIR | BKN | BROKEN/DAMAGED | NOCAUSE | NO CAUSE FOUND | PATCH | PATCHED/PAVED | Y
STAIR | STAIR | BKN | BROKEN/DAMAGED | NOCAUSE | NO CAUSE FOUND | PUMP | PUMPED OUT/EMPTIED | Y
STAIR | STAIR | BKN | BROKEN/DAMAGED | NOCAUSE | NO CAUSE FOUND | REFILL | REFILLED | N
STAIR | STAIR | BKN | BROKEN/DAMAGED | NOCAUSE | NO CAUSE FOUND | REINS | REINSTALLED | Y
STAIR | STAIR | BKN | BROKEN/DAMAGED | NOCAUSE | NO CAUSE FOUND | REMOVE | REMOVED | N
STAIR | STAIR | BKN | BROKEN/DAMAGED | NOCAUSE | NO CAUSE FOUND | REP | REPAIRED/RESTORED/ADJUSTED | N
STAIR | STAIR | BKN | BROKEN/DAMAGED | NOCAUSE | NO CAUSE FOUND | RESEAL | RESEALED/REPACKED | Y
STAIR | STAIR | BKN | BROKEN/DAMAGED | NOCAUSE | NO CAUSE FOUND | RESET | RESET/RESTARTED | Y
STAIR | STAIR | BKN | BROKEN/DAMAGED | NOCAUSE | NO CAUSE FOUND | REWIRE | REWIRED | Y
STAIR | STAIR | BKN | BROKEN/DAMAGED | NOCAUSE | NO CAUSE FOUND | RPL | REPLACED | N
STAIR | STAIR | BKN | BROKEN/DAMAGED | OBSTR | JAMMED/OBSTRUCTED | MOD | MODIFIED | N
STAIR | STAIR | BKN | BROKEN/DAMAGED | OBSTR | JAMMED/OBSTRUCTED | CLEAN | CLEANED | N
STAIR | STAIR | BKN | BROKEN/DAMAGED | OBSTR | JAMMED/OBSTRUCTED | CLOSE | SECURED/CLOSED | N
STAIR | STAIR | BKN | BROKEN/DAMAGED | OBSTR | JAMMED/OBSTRUCTED | CONN | CONNECTED | Y
STAIR | STAIR | BKN | BROKEN/DAMAGED | OBSTR | JAMMED/OBSTRUCTED | DISCONN | DISCONNECTED | Y
STAIR | STAIR | BKN | BROKEN/DAMAGED | OBSTR | JAMMED/OBSTRUCTED | LUB | LUBRICATED | Y
STAIR | STAIR | BKN | BROKEN/DAMAGED | OBSTR | JAMMED/OBSTRUCTED | NOF | NO FAULT FOUND | N
STAIR | STAIR | BKN | BROKEN/DAMAGED | OBSTR | JAMMED/OBSTRUCTED | OTHER-R | OTHER REMEDY | N
STAIR | STAIR | BKN | BROKEN/DAMAGED | OBSTR | JAMMED/OBSTRUCTED | OVH | OVERHAULED/REBUILT/REFURBISHED | N
STAIR | STAIR | BKN | BROKEN/DAMAGED | OBSTR | JAMMED/OBSTRUCTED | PAINT | PAINTED | N
STAIR | STAIR | BKN | BROKEN/DAMAGED | OBSTR | JAMMED/OBSTRUCTED | PATCH | PATCHED/PAVED | Y
STAIR | STAIR | BKN | BROKEN/DAMAGED | OBSTR | JAMMED/OBSTRUCTED | PUMP | PUMPED OUT/EMPTIED | Y
STAIR | STAIR | BKN | BROKEN/DAMAGED | OBSTR | JAMMED/OBSTRUCTED | REFILL | REFILLED | N
STAIR | STAIR | BKN | BROKEN/DAMAGED | OBSTR | JAMMED/OBSTRUCTED | REINS | REINSTALLED | Y
STAIR | STAIR | BKN | BROKEN/DAMAGED | OBSTR | JAMMED/OBSTRUCTED | REMOVE | REMOVED | N
STAIR | STAIR | BKN | BROKEN/DAMAGED | OBSTR | JAMMED/OBSTRUCTED | REP | REPAIRED/RESTORED/ADJUSTED | N
STAIR | STAIR | BKN | BROKEN/DAMAGED | OBSTR | JAMMED/OBSTRUCTED | RESEAL | RESEALED/REPACKED | Y
STAIR | STAIR | BKN | BROKEN/DAMAGED | OBSTR | JAMMED/OBSTRUCTED | RESET | RESET/RESTARTED | Y
STAIR | STAIR | BKN | BROKEN/DAMAGED | OBSTR | JAMMED/OBSTRUCTED | REWIRE | REWIRED | Y
STAIR | STAIR | BKN | BROKEN/DAMAGED | OBSTR | JAMMED/OBSTRUCTED | RPL | REPLACED | N
STAIR | STAIR | BKN | BROKEN/DAMAGED | OPSERRMTCERR | OPERATIONS/MAINTENANCE RELATED | MOD | MODIFIED | N
STAIR | STAIR | BKN | BROKEN/DAMAGED | OPSERRMTCERR | OPERATIONS/MAINTENANCE RELATED | CLEAN | CLEANED | N
STAIR | STAIR | BKN | BROKEN/DAMAGED | OPSERRMTCERR | OPERATIONS/MAINTENANCE RELATED | CLOSE | SECURED/CLOSED | N
STAIR | STAIR | BKN | BROKEN/DAMAGED | OPSERRMTCERR | OPERATIONS/MAINTENANCE RELATED | CONN | CONNECTED | Y
STAIR | STAIR | BKN | BROKEN/DAMAGED | OPSERRMTCERR | OPERATIONS/MAINTENANCE RELATED | DISCONN | DISCONNECTED | Y
STAIR | STAIR | BKN | BROKEN/DAMAGED | OPSERRMTCERR | OPERATIONS/MAINTENANCE RELATED | LUB | LUBRICATED | Y
STAIR | STAIR | BKN | BROKEN/DAMAGED | OPSERRMTCERR | OPERATIONS/MAINTENANCE RELATED | NOF | NO FAULT FOUND | N
STAIR | STAIR | BKN | BROKEN/DAMAGED | OPSERRMTCERR | OPERATIONS/MAINTENANCE RELATED | OTHER-R | OTHER REMEDY | N
STAIR | STAIR | BKN | BROKEN/DAMAGED | OPSERRMTCERR | OPERATIONS/MAINTENANCE RELATED | OVH | OVERHAULED/REBUILT/REFURBISHED | N
STAIR | STAIR | BKN | BROKEN/DAMAGED | OPSERRMTCERR | OPERATIONS/MAINTENANCE RELATED | PAINT | PAINTED | N
STAIR | STAIR | BKN | BROKEN/DAMAGED | OPSERRMTCERR | OPERATIONS/MAINTENANCE RELATED | PATCH | PATCHED/PAVED | Y
STAIR | STAIR | BKN | BROKEN/DAMAGED | OPSERRMTCERR | OPERATIONS/MAINTENANCE RELATED | PUMP | PUMPED OUT/EMPTIED | Y
STAIR | STAIR | BKN | BROKEN/DAMAGED | OPSERRMTCERR | OPERATIONS/MAINTENANCE RELATED | REFILL | REFILLED | N
STAIR | STAIR | BKN | BROKEN/DAMAGED | OPSERRMTCERR | OPERATIONS/MAINTENANCE RELATED | REINS | REINSTALLED | Y
STAIR | STAIR | BKN | BROKEN/DAMAGED | OPSERRMTCERR | OPERATIONS/MAINTENANCE RELATED | REMOVE | REMOVED | N
STAIR | STAIR | BKN | BROKEN/DAMAGED | OPSERRMTCERR | OPERATIONS/MAINTENANCE RELATED | REP | REPAIRED/RESTORED/ADJUSTED | N
STAIR | STAIR | BKN | BROKEN/DAMAGED | OPSERRMTCERR | OPERATIONS/MAINTENANCE RELATED | RESEAL | RESEALED/REPACKED | Y
STAIR | STAIR | BKN | BROKEN/DAMAGED | OPSERRMTCERR | OPERATIONS/MAINTENANCE RELATED | RESET | RESET/RESTARTED | Y
STAIR | STAIR | BKN | BROKEN/DAMAGED | OPSERRMTCERR | OPERATIONS/MAINTENANCE RELATED | REWIRE | REWIRED | Y
STAIR | STAIR | BKN | BROKEN/DAMAGED | OPSERRMTCERR | OPERATIONS/MAINTENANCE RELATED | RPL | REPLACED | N
STAIR | STAIR | BKN | BROKEN/DAMAGED | OTHER-C | OTHER CAUSE | MOD | MODIFIED | N
STAIR | STAIR | BKN | BROKEN/DAMAGED | OTHER-C | OTHER CAUSE | CLEAN | CLEANED | N
STAIR | STAIR | BKN | BROKEN/DAMAGED | OTHER-C | OTHER CAUSE | CLOSE | SECURED/CLOSED | N
STAIR | STAIR | BKN | BROKEN/DAMAGED | OTHER-C | OTHER CAUSE | CONN | CONNECTED | Y
STAIR | STAIR | BKN | BROKEN/DAMAGED | OTHER-C | OTHER CAUSE | DISCONN | DISCONNECTED | Y
STAIR | STAIR | BKN | BROKEN/DAMAGED | OTHER-C | OTHER CAUSE | LUB | LUBRICATED | Y
STAIR | STAIR | BKN | BROKEN/DAMAGED | OTHER-C | OTHER CAUSE | NOF | NO FAULT FOUND | N
STAIR | STAIR | BKN | BROKEN/DAMAGED | OTHER-C | OTHER CAUSE | OTHER-R | OTHER REMEDY | N
STAIR | STAIR | BKN | BROKEN/DAMAGED | OTHER-C | OTHER CAUSE | OVH | OVERHAULED/REBUILT/REFURBISHED | N
STAIR | STAIR | BKN | BROKEN/DAMAGED | OTHER-C | OTHER CAUSE | PAINT | PAINTED | N
STAIR | STAIR | BKN | BROKEN/DAMAGED | OTHER-C | OTHER CAUSE | PATCH | PATCHED/PAVED | Y
STAIR | STAIR | BKN | BROKEN/DAMAGED | OTHER-C | OTHER CAUSE | PUMP | PUMPED OUT/EMPTIED | Y
STAIR | STAIR | BKN | BROKEN/DAMAGED | OTHER-C | OTHER CAUSE | REFILL | REFILLED | N
STAIR | STAIR | BKN | BROKEN/DAMAGED | OTHER-C | OTHER CAUSE | REINS | REINSTALLED | Y
STAIR | STAIR | BKN | BROKEN/DAMAGED | OTHER-C | OTHER CAUSE | REMOVE | REMOVED | N
STAIR | STAIR | BKN | BROKEN/DAMAGED | OTHER-C | OTHER CAUSE | REP | REPAIRED/RESTORED/ADJUSTED | N
STAIR | STAIR | BKN | BROKEN/DAMAGED | OTHER-C | OTHER CAUSE | RESEAL | RESEALED/REPACKED | Y
STAIR | STAIR | BKN | BROKEN/DAMAGED | OTHER-C | OTHER CAUSE | RESET | RESET/RESTARTED | Y
STAIR | STAIR | BKN | BROKEN/DAMAGED | OTHER-C | OTHER CAUSE | REWIRE | REWIRED | Y
STAIR | STAIR | BKN | BROKEN/DAMAGED | OTHER-C | OTHER CAUSE | RPL | REPLACED | N
STAIR | STAIR | BKN | BROKEN/DAMAGED | POWERSUP | POWER SUPPLY | MOD | MODIFIED | Y
STAIR | STAIR | BKN | BROKEN/DAMAGED | POWERSUP | POWER SUPPLY | CLEAN | CLEANED | Y
STAIR | STAIR | BKN | BROKEN/DAMAGED | POWERSUP | POWER SUPPLY | CLOSE | SECURED/CLOSED | Y
STAIR | STAIR | BKN | BROKEN/DAMAGED | POWERSUP | POWER SUPPLY | CONN | CONNECTED | Y
STAIR | STAIR | BKN | BROKEN/DAMAGED | POWERSUP | POWER SUPPLY | DISCONN | DISCONNECTED | Y
STAIR | STAIR | BKN | BROKEN/DAMAGED | POWERSUP | POWER SUPPLY | LUB | LUBRICATED | Y
STAIR | STAIR | BKN | BROKEN/DAMAGED | POWERSUP | POWER SUPPLY | NOF | NO FAULT FOUND | Y
STAIR | STAIR | BKN | BROKEN/DAMAGED | POWERSUP | POWER SUPPLY | OTHER-R | OTHER REMEDY | Y
STAIR | STAIR | BKN | BROKEN/DAMAGED | POWERSUP | POWER SUPPLY | OVH | OVERHAULED/REBUILT/REFURBISHED | Y
STAIR | STAIR | BKN | BROKEN/DAMAGED | POWERSUP | POWER SUPPLY | PAINT | PAINTED | Y
STAIR | STAIR | BKN | BROKEN/DAMAGED | POWERSUP | POWER SUPPLY | PATCH | PATCHED/PAVED | Y
STAIR | STAIR | BKN | BROKEN/DAMAGED | POWERSUP | POWER SUPPLY | PUMP | PUMPED OUT/EMPTIED | Y
STAIR | STAIR | BKN | BROKEN/DAMAGED | POWERSUP | POWER SUPPLY | REFILL | REFILLED | Y
STAIR | STAIR | BKN | BROKEN/DAMAGED | POWERSUP | POWER SUPPLY | REINS | REINSTALLED | Y
STAIR | STAIR | BKN | BROKEN/DAMAGED | POWERSUP | POWER SUPPLY | REMOVE | REMOVED | Y
STAIR | STAIR | BKN | BROKEN/DAMAGED | POWERSUP | POWER SUPPLY | REP | REPAIRED/RESTORED/ADJUSTED | Y
STAIR | STAIR | BKN | BROKEN/DAMAGED | POWERSUP | POWER SUPPLY | RESEAL | RESEALED/REPACKED | Y
STAIR | STAIR | BKN | BROKEN/DAMAGED | POWERSUP | POWER SUPPLY | RESET | RESET/RESTARTED | Y
STAIR | STAIR | BKN | BROKEN/DAMAGED | POWERSUP | POWER SUPPLY | REWIRE | REWIRED | Y
STAIR | STAIR | BKN | BROKEN/DAMAGED | POWERSUP | POWER SUPPLY | RPL | REPLACED | Y
STAIR | STAIR | BKN | BROKEN/DAMAGED | SENSOR | FAULTY SENSOR | MOD | MODIFIED | Y
STAIR | STAIR | BKN | BROKEN/DAMAGED | SENSOR | FAULTY SENSOR | CLEAN | CLEANED | Y
STAIR | STAIR | BKN | BROKEN/DAMAGED | SENSOR | FAULTY SENSOR | CLOSE | SECURED/CLOSED | Y
STAIR | STAIR | BKN | BROKEN/DAMAGED | SENSOR | FAULTY SENSOR | CONN | CONNECTED | Y
STAIR | STAIR | BKN | BROKEN/DAMAGED | SENSOR | FAULTY SENSOR | DISCONN | DISCONNECTED | Y
STAIR | STAIR | BKN | BROKEN/DAMAGED | SENSOR | FAULTY SENSOR | LUB | LUBRICATED | Y
STAIR | STAIR | BKN | BROKEN/DAMAGED | SENSOR | FAULTY SENSOR | NOF | NO FAULT FOUND | Y
STAIR | STAIR | BKN | BROKEN/DAMAGED | SENSOR | FAULTY SENSOR | OTHER-R | OTHER REMEDY | Y
STAIR | STAIR | BKN | BROKEN/DAMAGED | SENSOR | FAULTY SENSOR | OVH | OVERHAULED/REBUILT/REFURBISHED | Y
STAIR | STAIR | BKN | BROKEN/DAMAGED | SENSOR | FAULTY SENSOR | PAINT | PAINTED | Y
STAIR | STAIR | BKN | BROKEN/DAMAGED | SENSOR | FAULTY SENSOR | PATCH | PATCHED/PAVED | Y
STAIR | STAIR | BKN | BROKEN/DAMAGED | SENSOR | FAULTY SENSOR | PUMP | PUMPED OUT/EMPTIED | Y
STAIR | STAIR | BKN | BROKEN/DAMAGED | SENSOR | FAULTY SENSOR | REFILL | REFILLED | Y
STAIR | STAIR | BKN | BROKEN/DAMAGED | SENSOR | FAULTY SENSOR | REINS | REINSTALLED | Y
STAIR | STAIR | BKN | BROKEN/DAMAGED | SENSOR | FAULTY SENSOR | REMOVE | REMOVED | Y
STAIR | STAIR | BKN | BROKEN/DAMAGED | SENSOR | FAULTY SENSOR | REP | REPAIRED/RESTORED/ADJUSTED | Y
STAIR | STAIR | BKN | BROKEN/DAMAGED | SENSOR | FAULTY SENSOR | RESEAL | RESEALED/REPACKED | Y
STAIR | STAIR | BKN | BROKEN/DAMAGED | SENSOR | FAULTY SENSOR | RESET | RESET/RESTARTED | Y
STAIR | STAIR | BKN | BROKEN/DAMAGED | SENSOR | FAULTY SENSOR | REWIRE | REWIRED | Y
STAIR | STAIR | BKN | BROKEN/DAMAGED | SENSOR | FAULTY SENSOR | RPL | REPLACED | Y
STAIR | STAIR | LEAK | LEAKING | BREAKTRP | BREAKER TRIP | MOD | MODIFIED | Y
STAIR | STAIR | LEAK | LEAKING | BREAKTRP | BREAKER TRIP | CLEAN | CLEANED | Y
STAIR | STAIR | LEAK | LEAKING | BREAKTRP | BREAKER TRIP | CLOSE | SECURED/CLOSED | Y
STAIR | STAIR | LEAK | LEAKING | BREAKTRP | BREAKER TRIP | CONN | CONNECTED | Y
STAIR | STAIR | LEAK | LEAKING | BREAKTRP | BREAKER TRIP | DISCONN | DISCONNECTED | Y
STAIR | STAIR | LEAK | LEAKING | BREAKTRP | BREAKER TRIP | LUB | LUBRICATED | Y
STAIR | STAIR | LEAK | LEAKING | BREAKTRP | BREAKER TRIP | NOF | NO FAULT FOUND | Y
STAIR | STAIR | LEAK | LEAKING | BREAKTRP | BREAKER TRIP | OTHER-R | OTHER REMEDY | Y
STAIR | STAIR | LEAK | LEAKING | BREAKTRP | BREAKER TRIP | OVH | OVERHAULED/REBUILT/REFURBISHED | Y
STAIR | STAIR | LEAK | LEAKING | BREAKTRP | BREAKER TRIP | PAINT | PAINTED | Y
STAIR | STAIR | LEAK | LEAKING | BREAKTRP | BREAKER TRIP | PATCH | PATCHED/PAVED | Y
STAIR | STAIR | LEAK | LEAKING | BREAKTRP | BREAKER TRIP | PUMP | PUMPED OUT/EMPTIED | Y
STAIR | STAIR | LEAK | LEAKING | BREAKTRP | BREAKER TRIP | REFILL | REFILLED | Y
STAIR | STAIR | LEAK | LEAKING | BREAKTRP | BREAKER TRIP | REINS | REINSTALLED | Y
STAIR | STAIR | LEAK | LEAKING | BREAKTRP | BREAKER TRIP | REMOVE | REMOVED | Y
STAIR | STAIR | LEAK | LEAKING | BREAKTRP | BREAKER TRIP | REP | REPAIRED/RESTORED/ADJUSTED | Y
STAIR | STAIR | LEAK | LEAKING | BREAKTRP | BREAKER TRIP | RESEAL | RESEALED/REPACKED | Y
STAIR | STAIR | LEAK | LEAKING | BREAKTRP | BREAKER TRIP | RESET | RESET/RESTARTED | Y
STAIR | STAIR | LEAK | LEAKING | BREAKTRP | BREAKER TRIP | REWIRE | REWIRED | Y
STAIR | STAIR | LEAK | LEAKING | BREAKTRP | BREAKER TRIP | RPL | REPLACED | Y
STAIR | STAIR | LEAK | LEAKING | CORROSION | RUST/CORROSION | MOD | MODIFIED | Y
STAIR | STAIR | LEAK | LEAKING | CORROSION | RUST/CORROSION | CLEAN | CLEANED | Y
STAIR | STAIR | LEAK | LEAKING | CORROSION | RUST/CORROSION | CLOSE | SECURED/CLOSED | Y
STAIR | STAIR | LEAK | LEAKING | CORROSION | RUST/CORROSION | CONN | CONNECTED | Y
STAIR | STAIR | LEAK | LEAKING | CORROSION | RUST/CORROSION | DISCONN | DISCONNECTED | Y
STAIR | STAIR | LEAK | LEAKING | CORROSION | RUST/CORROSION | LUB | LUBRICATED | Y
STAIR | STAIR | LEAK | LEAKING | CORROSION | RUST/CORROSION | NOF | NO FAULT FOUND | Y
STAIR | STAIR | LEAK | LEAKING | CORROSION | RUST/CORROSION | OTHER-R | OTHER REMEDY | Y
STAIR | STAIR | LEAK | LEAKING | CORROSION | RUST/CORROSION | OVH | OVERHAULED/REBUILT/REFURBISHED | Y
STAIR | STAIR | LEAK | LEAKING | CORROSION | RUST/CORROSION | PAINT | PAINTED | Y
STAIR | STAIR | LEAK | LEAKING | CORROSION | RUST/CORROSION | PATCH | PATCHED/PAVED | Y
STAIR | STAIR | LEAK | LEAKING | CORROSION | RUST/CORROSION | PUMP | PUMPED OUT/EMPTIED | Y
STAIR | STAIR | LEAK | LEAKING | CORROSION | RUST/CORROSION | REFILL | REFILLED | Y
STAIR | STAIR | LEAK | LEAKING | CORROSION | RUST/CORROSION | REINS | REINSTALLED | Y
STAIR | STAIR | LEAK | LEAKING | CORROSION | RUST/CORROSION | REMOVE | REMOVED | Y
STAIR | STAIR | LEAK | LEAKING | CORROSION | RUST/CORROSION | REP | REPAIRED/RESTORED/ADJUSTED | Y
STAIR | STAIR | LEAK | LEAKING | CORROSION | RUST/CORROSION | RESEAL | RESEALED/REPACKED | Y
STAIR | STAIR | LEAK | LEAKING | CORROSION | RUST/CORROSION | RESET | RESET/RESTARTED | Y
STAIR | STAIR | LEAK | LEAKING | CORROSION | RUST/CORROSION | REWIRE | REWIRED | Y
STAIR | STAIR | LEAK | LEAKING | CORROSION | RUST/CORROSION | RPL | REPLACED | Y
STAIR | STAIR | LEAK | LEAKING | DAMAGE | DAMAGED/BROKEN | MOD | MODIFIED | Y
STAIR | STAIR | LEAK | LEAKING | DAMAGE | DAMAGED/BROKEN | CLEAN | CLEANED | Y
STAIR | STAIR | LEAK | LEAKING | DAMAGE | DAMAGED/BROKEN | CLOSE | SECURED/CLOSED | Y
STAIR | STAIR | LEAK | LEAKING | DAMAGE | DAMAGED/BROKEN | CONN | CONNECTED | Y
STAIR | STAIR | LEAK | LEAKING | DAMAGE | DAMAGED/BROKEN | DISCONN | DISCONNECTED | Y
STAIR | STAIR | LEAK | LEAKING | DAMAGE | DAMAGED/BROKEN | LUB | LUBRICATED | Y
STAIR | STAIR | LEAK | LEAKING | DAMAGE | DAMAGED/BROKEN | NOF | NO FAULT FOUND | Y
STAIR | STAIR | LEAK | LEAKING | DAMAGE | DAMAGED/BROKEN | OTHER-R | OTHER REMEDY | Y
STAIR | STAIR | LEAK | LEAKING | DAMAGE | DAMAGED/BROKEN | OVH | OVERHAULED/REBUILT/REFURBISHED | Y
STAIR | STAIR | LEAK | LEAKING | DAMAGE | DAMAGED/BROKEN | PAINT | PAINTED | Y
STAIR | STAIR | LEAK | LEAKING | DAMAGE | DAMAGED/BROKEN | PATCH | PATCHED/PAVED | Y
STAIR | STAIR | LEAK | LEAKING | DAMAGE | DAMAGED/BROKEN | PUMP | PUMPED OUT/EMPTIED | Y
STAIR | STAIR | LEAK | LEAKING | DAMAGE | DAMAGED/BROKEN | REFILL | REFILLED | Y
STAIR | STAIR | LEAK | LEAKING | DAMAGE | DAMAGED/BROKEN | REINS | REINSTALLED | Y
STAIR | STAIR | LEAK | LEAKING | DAMAGE | DAMAGED/BROKEN | REMOVE | REMOVED | Y
STAIR | STAIR | LEAK | LEAKING | DAMAGE | DAMAGED/BROKEN | REP | REPAIRED/RESTORED/ADJUSTED | Y
STAIR | STAIR | LEAK | LEAKING | DAMAGE | DAMAGED/BROKEN | RESEAL | RESEALED/REPACKED | Y
STAIR | STAIR | LEAK | LEAKING | DAMAGE | DAMAGED/BROKEN | RESET | RESET/RESTARTED | Y
STAIR | STAIR | LEAK | LEAKING | DAMAGE | DAMAGED/BROKEN | REWIRE | REWIRED | Y
STAIR | STAIR | LEAK | LEAKING | DAMAGE | DAMAGED/BROKEN | RPL | REPLACED | Y
STAIR | STAIR | LEAK | LEAKING | DESGEN | DESIGN RELATED | MOD | MODIFIED | Y
STAIR | STAIR | LEAK | LEAKING | DESGEN | DESIGN RELATED | CLEAN | CLEANED | Y
STAIR | STAIR | LEAK | LEAKING | DESGEN | DESIGN RELATED | CLOSE | SECURED/CLOSED | Y
STAIR | STAIR | LEAK | LEAKING | DESGEN | DESIGN RELATED | CONN | CONNECTED | Y
STAIR | STAIR | LEAK | LEAKING | DESGEN | DESIGN RELATED | DISCONN | DISCONNECTED | Y
STAIR | STAIR | LEAK | LEAKING | DESGEN | DESIGN RELATED | LUB | LUBRICATED | Y
STAIR | STAIR | LEAK | LEAKING | DESGEN | DESIGN RELATED | NOF | NO FAULT FOUND | Y
STAIR | STAIR | LEAK | LEAKING | DESGEN | DESIGN RELATED | OTHER-R | OTHER REMEDY | Y
STAIR | STAIR | LEAK | LEAKING | DESGEN | DESIGN RELATED | OVH | OVERHAULED/REBUILT/REFURBISHED | Y
STAIR | STAIR | LEAK | LEAKING | DESGEN | DESIGN RELATED | PAINT | PAINTED | Y
STAIR | STAIR | LEAK | LEAKING | DESGEN | DESIGN RELATED | PATCH | PATCHED/PAVED | Y
STAIR | STAIR | LEAK | LEAKING | DESGEN | DESIGN RELATED | PUMP | PUMPED OUT/EMPTIED | Y
STAIR | STAIR | LEAK | LEAKING | DESGEN | DESIGN RELATED | REFILL | REFILLED | Y
STAIR | STAIR | LEAK | LEAKING | DESGEN | DESIGN RELATED | REINS | REINSTALLED | Y
STAIR | STAIR | LEAK | LEAKING | DESGEN | DESIGN RELATED | REMOVE | REMOVED | Y
STAIR | STAIR | LEAK | LEAKING | DESGEN | DESIGN RELATED | REP | REPAIRED/RESTORED/ADJUSTED | Y
STAIR | STAIR | LEAK | LEAKING | DESGEN | DESIGN RELATED | RESEAL | RESEALED/REPACKED | Y
STAIR | STAIR | LEAK | LEAKING | DESGEN | DESIGN RELATED | RESET | RESET/RESTARTED | Y
STAIR | STAIR | LEAK | LEAKING | DESGEN | DESIGN RELATED | REWIRE | REWIRED | Y
STAIR | STAIR | LEAK | LEAKING | DESGEN | DESIGN RELATED | RPL | REPLACED | Y
STAIR | STAIR | LEAK | LEAKING | DIRTY | DIRTY | MOD | MODIFIED | Y
STAIR | STAIR | LEAK | LEAKING | DIRTY | DIRTY | CLEAN | CLEANED | Y
STAIR | STAIR | LEAK | LEAKING | DIRTY | DIRTY | CLOSE | SECURED/CLOSED | Y
STAIR | STAIR | LEAK | LEAKING | DIRTY | DIRTY | CONN | CONNECTED | Y
STAIR | STAIR | LEAK | LEAKING | DIRTY | DIRTY | DISCONN | DISCONNECTED | Y
STAIR | STAIR | LEAK | LEAKING | DIRTY | DIRTY | LUB | LUBRICATED | Y
STAIR | STAIR | LEAK | LEAKING | DIRTY | DIRTY | NOF | NO FAULT FOUND | Y
STAIR | STAIR | LEAK | LEAKING | DIRTY | DIRTY | OTHER-R | OTHER REMEDY | Y
STAIR | STAIR | LEAK | LEAKING | DIRTY | DIRTY | OVH | OVERHAULED/REBUILT/REFURBISHED | Y
STAIR | STAIR | LEAK | LEAKING | DIRTY | DIRTY | PAINT | PAINTED | Y
STAIR | STAIR | LEAK | LEAKING | DIRTY | DIRTY | PATCH | PATCHED/PAVED | Y
STAIR | STAIR | LEAK | LEAKING | DIRTY | DIRTY | PUMP | PUMPED OUT/EMPTIED | Y
STAIR | STAIR | LEAK | LEAKING | DIRTY | DIRTY | REFILL | REFILLED | Y
STAIR | STAIR | LEAK | LEAKING | DIRTY | DIRTY | REINS | REINSTALLED | Y
STAIR | STAIR | LEAK | LEAKING | DIRTY | DIRTY | REMOVE | REMOVED | Y
STAIR | STAIR | LEAK | LEAKING | DIRTY | DIRTY | REP | REPAIRED/RESTORED/ADJUSTED | Y
STAIR | STAIR | LEAK | LEAKING | DIRTY | DIRTY | RESEAL | RESEALED/REPACKED | Y
STAIR | STAIR | LEAK | LEAKING | DIRTY | DIRTY | RESET | RESET/RESTARTED | Y
STAIR | STAIR | LEAK | LEAKING | DIRTY | DIRTY | REWIRE | REWIRED | Y
STAIR | STAIR | LEAK | LEAKING | DIRTY | DIRTY | RPL | REPLACED | Y
STAIR | STAIR | LEAK | LEAKING | EXPWT | EXPECTED WEAR AND TEAR | MOD | MODIFIED | Y
STAIR | STAIR | LEAK | LEAKING | EXPWT | EXPECTED WEAR AND TEAR | CLEAN | CLEANED | Y
STAIR | STAIR | LEAK | LEAKING | EXPWT | EXPECTED WEAR AND TEAR | CLOSE | SECURED/CLOSED | Y
STAIR | STAIR | LEAK | LEAKING | EXPWT | EXPECTED WEAR AND TEAR | CONN | CONNECTED | Y
STAIR | STAIR | LEAK | LEAKING | EXPWT | EXPECTED WEAR AND TEAR | DISCONN | DISCONNECTED | Y
STAIR | STAIR | LEAK | LEAKING | EXPWT | EXPECTED WEAR AND TEAR | LUB | LUBRICATED | Y
STAIR | STAIR | LEAK | LEAKING | EXPWT | EXPECTED WEAR AND TEAR | NOF | NO FAULT FOUND | Y
STAIR | STAIR | LEAK | LEAKING | EXPWT | EXPECTED WEAR AND TEAR | OTHER-R | OTHER REMEDY | Y
STAIR | STAIR | LEAK | LEAKING | EXPWT | EXPECTED WEAR AND TEAR | OVH | OVERHAULED/REBUILT/REFURBISHED | Y
STAIR | STAIR | LEAK | LEAKING | EXPWT | EXPECTED WEAR AND TEAR | PAINT | PAINTED | Y
STAIR | STAIR | LEAK | LEAKING | EXPWT | EXPECTED WEAR AND TEAR | PATCH | PATCHED/PAVED | Y
STAIR | STAIR | LEAK | LEAKING | EXPWT | EXPECTED WEAR AND TEAR | PUMP | PUMPED OUT/EMPTIED | Y
STAIR | STAIR | LEAK | LEAKING | EXPWT | EXPECTED WEAR AND TEAR | REFILL | REFILLED | Y
STAIR | STAIR | LEAK | LEAKING | EXPWT | EXPECTED WEAR AND TEAR | REINS | REINSTALLED | Y
STAIR | STAIR | LEAK | LEAKING | EXPWT | EXPECTED WEAR AND TEAR | REMOVE | REMOVED | Y
STAIR | STAIR | LEAK | LEAKING | EXPWT | EXPECTED WEAR AND TEAR | REP | REPAIRED/RESTORED/ADJUSTED | Y
STAIR | STAIR | LEAK | LEAKING | EXPWT | EXPECTED WEAR AND TEAR | RESEAL | RESEALED/REPACKED | Y
STAIR | STAIR | LEAK | LEAKING | EXPWT | EXPECTED WEAR AND TEAR | RESET | RESET/RESTARTED | Y
STAIR | STAIR | LEAK | LEAKING | EXPWT | EXPECTED WEAR AND TEAR | REWIRE | REWIRED | Y
STAIR | STAIR | LEAK | LEAKING | EXPWT | EXPECTED WEAR AND TEAR | RPL | REPLACED | Y
STAIR | STAIR | LEAK | LEAKING | FABGEN | FABRICATION/INSTALLATION RELATED | MOD | MODIFIED | Y
STAIR | STAIR | LEAK | LEAKING | FABGEN | FABRICATION/INSTALLATION RELATED | CLEAN | CLEANED | Y
STAIR | STAIR | LEAK | LEAKING | FABGEN | FABRICATION/INSTALLATION RELATED | CLOSE | SECURED/CLOSED | Y
STAIR | STAIR | LEAK | LEAKING | FABGEN | FABRICATION/INSTALLATION RELATED | CONN | CONNECTED | Y
STAIR | STAIR | LEAK | LEAKING | FABGEN | FABRICATION/INSTALLATION RELATED | DISCONN | DISCONNECTED | Y
STAIR | STAIR | LEAK | LEAKING | FABGEN | FABRICATION/INSTALLATION RELATED | LUB | LUBRICATED | Y
STAIR | STAIR | LEAK | LEAKING | FABGEN | FABRICATION/INSTALLATION RELATED | NOF | NO FAULT FOUND | Y
STAIR | STAIR | LEAK | LEAKING | FABGEN | FABRICATION/INSTALLATION RELATED | OTHER-R | OTHER REMEDY | Y
STAIR | STAIR | LEAK | LEAKING | FABGEN | FABRICATION/INSTALLATION RELATED | OVH | OVERHAULED/REBUILT/REFURBISHED | Y
STAIR | STAIR | LEAK | LEAKING | FABGEN | FABRICATION/INSTALLATION RELATED | PAINT | PAINTED | Y
STAIR | STAIR | LEAK | LEAKING | FABGEN | FABRICATION/INSTALLATION RELATED | PATCH | PATCHED/PAVED | Y
STAIR | STAIR | LEAK | LEAKING | FABGEN | FABRICATION/INSTALLATION RELATED | PUMP | PUMPED OUT/EMPTIED | Y
STAIR | STAIR | LEAK | LEAKING | FABGEN | FABRICATION/INSTALLATION RELATED | REFILL | REFILLED | Y
STAIR | STAIR | LEAK | LEAKING | FABGEN | FABRICATION/INSTALLATION RELATED | REINS | REINSTALLED | Y
STAIR | STAIR | LEAK | LEAKING | FABGEN | FABRICATION/INSTALLATION RELATED | REMOVE | REMOVED | Y
STAIR | STAIR | LEAK | LEAKING | FABGEN | FABRICATION/INSTALLATION RELATED | REP | REPAIRED/RESTORED/ADJUSTED | Y
STAIR | STAIR | LEAK | LEAKING | FABGEN | FABRICATION/INSTALLATION RELATED | RESEAL | RESEALED/REPACKED | Y
STAIR | STAIR | LEAK | LEAKING | FABGEN | FABRICATION/INSTALLATION RELATED | RESET | RESET/RESTARTED | Y
STAIR | STAIR | LEAK | LEAKING | FABGEN | FABRICATION/INSTALLATION RELATED | REWIRE | REWIRED | Y
STAIR | STAIR | LEAK | LEAKING | FABGEN | FABRICATION/INSTALLATION RELATED | RPL | REPLACED | Y
STAIR | STAIR | LEAK | LEAKING | IMPMAT | IMPROPER MATERIAL | MOD | MODIFIED | Y
STAIR | STAIR | LEAK | LEAKING | IMPMAT | IMPROPER MATERIAL | CLEAN | CLEANED | Y
STAIR | STAIR | LEAK | LEAKING | IMPMAT | IMPROPER MATERIAL | CLOSE | SECURED/CLOSED | Y
STAIR | STAIR | LEAK | LEAKING | IMPMAT | IMPROPER MATERIAL | CONN | CONNECTED | Y
STAIR | STAIR | LEAK | LEAKING | IMPMAT | IMPROPER MATERIAL | DISCONN | DISCONNECTED | Y
STAIR | STAIR | LEAK | LEAKING | IMPMAT | IMPROPER MATERIAL | LUB | LUBRICATED | Y
STAIR | STAIR | LEAK | LEAKING | IMPMAT | IMPROPER MATERIAL | NOF | NO FAULT FOUND | Y
STAIR | STAIR | LEAK | LEAKING | IMPMAT | IMPROPER MATERIAL | OTHER-R | OTHER REMEDY | Y
STAIR | STAIR | LEAK | LEAKING | IMPMAT | IMPROPER MATERIAL | OVH | OVERHAULED/REBUILT/REFURBISHED | Y
STAIR | STAIR | LEAK | LEAKING | IMPMAT | IMPROPER MATERIAL | PAINT | PAINTED | Y
STAIR | STAIR | LEAK | LEAKING | IMPMAT | IMPROPER MATERIAL | PATCH | PATCHED/PAVED | Y
STAIR | STAIR | LEAK | LEAKING | IMPMAT | IMPROPER MATERIAL | PUMP | PUMPED OUT/EMPTIED | Y
STAIR | STAIR | LEAK | LEAKING | IMPMAT | IMPROPER MATERIAL | REFILL | REFILLED | Y
STAIR | STAIR | LEAK | LEAKING | IMPMAT | IMPROPER MATERIAL | REINS | REINSTALLED | Y
STAIR | STAIR | LEAK | LEAKING | IMPMAT | IMPROPER MATERIAL | REMOVE | REMOVED | Y
STAIR | STAIR | LEAK | LEAKING | IMPMAT | IMPROPER MATERIAL | REP | REPAIRED/RESTORED/ADJUSTED | Y
STAIR | STAIR | LEAK | LEAKING | IMPMAT | IMPROPER MATERIAL | RESEAL | RESEALED/REPACKED | Y
STAIR | STAIR | LEAK | LEAKING | IMPMAT | IMPROPER MATERIAL | RESET | RESET/RESTARTED | Y
STAIR | STAIR | LEAK | LEAKING | IMPMAT | IMPROPER MATERIAL | REWIRE | REWIRED | Y
STAIR | STAIR | LEAK | LEAKING | IMPMAT | IMPROPER MATERIAL | RPL | REPLACED | Y
STAIR | STAIR | LEAK | LEAKING | LEAK | LEAK | MOD | MODIFIED | Y
STAIR | STAIR | LEAK | LEAKING | LEAK | LEAK | CLEAN | CLEANED | Y
STAIR | STAIR | LEAK | LEAKING | LEAK | LEAK | CLOSE | SECURED/CLOSED | Y
STAIR | STAIR | LEAK | LEAKING | LEAK | LEAK | CONN | CONNECTED | Y
STAIR | STAIR | LEAK | LEAKING | LEAK | LEAK | DISCONN | DISCONNECTED | Y
STAIR | STAIR | LEAK | LEAKING | LEAK | LEAK | LUB | LUBRICATED | Y
STAIR | STAIR | LEAK | LEAKING | LEAK | LEAK | NOF | NO FAULT FOUND | Y
STAIR | STAIR | LEAK | LEAKING | LEAK | LEAK | OTHER-R | OTHER REMEDY | Y
STAIR | STAIR | LEAK | LEAKING | LEAK | LEAK | OVH | OVERHAULED/REBUILT/REFURBISHED | Y
STAIR | STAIR | LEAK | LEAKING | LEAK | LEAK | PAINT | PAINTED | Y
STAIR | STAIR | LEAK | LEAKING | LEAK | LEAK | PATCH | PATCHED/PAVED | Y
STAIR | STAIR | LEAK | LEAKING | LEAK | LEAK | PUMP | PUMPED OUT/EMPTIED | Y
STAIR | STAIR | LEAK | LEAKING | LEAK | LEAK | REFILL | REFILLED | Y
STAIR | STAIR | LEAK | LEAKING | LEAK | LEAK | REINS | REINSTALLED | Y
STAIR | STAIR | LEAK | LEAKING | LEAK | LEAK | REMOVE | REMOVED | Y
STAIR | STAIR | LEAK | LEAKING | LEAK | LEAK | REP | REPAIRED/RESTORED/ADJUSTED | Y
STAIR | STAIR | LEAK | LEAKING | LEAK | LEAK | RESEAL | RESEALED/REPACKED | Y
STAIR | STAIR | LEAK | LEAKING | LEAK | LEAK | RESET | RESET/RESTARTED | Y
STAIR | STAIR | LEAK | LEAKING | LEAK | LEAK | REWIRE | REWIRED | Y
STAIR | STAIR | LEAK | LEAKING | LEAK | LEAK | RPL | REPLACED | Y
STAIR | STAIR | LEAK | LEAKING | LOOSE | LOOSE/MISALIGNED | MOD | MODIFIED | Y
STAIR | STAIR | LEAK | LEAKING | LOOSE | LOOSE/MISALIGNED | CLEAN | CLEANED | Y
STAIR | STAIR | LEAK | LEAKING | LOOSE | LOOSE/MISALIGNED | CLOSE | SECURED/CLOSED | Y
STAIR | STAIR | LEAK | LEAKING | LOOSE | LOOSE/MISALIGNED | CONN | CONNECTED | Y
STAIR | STAIR | LEAK | LEAKING | LOOSE | LOOSE/MISALIGNED | DISCONN | DISCONNECTED | Y
STAIR | STAIR | LEAK | LEAKING | LOOSE | LOOSE/MISALIGNED | LUB | LUBRICATED | Y
STAIR | STAIR | LEAK | LEAKING | LOOSE | LOOSE/MISALIGNED | NOF | NO FAULT FOUND | Y
STAIR | STAIR | LEAK | LEAKING | LOOSE | LOOSE/MISALIGNED | OTHER-R | OTHER REMEDY | Y
STAIR | STAIR | LEAK | LEAKING | LOOSE | LOOSE/MISALIGNED | OVH | OVERHAULED/REBUILT/REFURBISHED | Y
STAIR | STAIR | LEAK | LEAKING | LOOSE | LOOSE/MISALIGNED | PAINT | PAINTED | Y
STAIR | STAIR | LEAK | LEAKING | LOOSE | LOOSE/MISALIGNED | PATCH | PATCHED/PAVED | Y
STAIR | STAIR | LEAK | LEAKING | LOOSE | LOOSE/MISALIGNED | PUMP | PUMPED OUT/EMPTIED | Y
STAIR | STAIR | LEAK | LEAKING | LOOSE | LOOSE/MISALIGNED | REFILL | REFILLED | Y
STAIR | STAIR | LEAK | LEAKING | LOOSE | LOOSE/MISALIGNED | REINS | REINSTALLED | Y
STAIR | STAIR | LEAK | LEAKING | LOOSE | LOOSE/MISALIGNED | REMOVE | REMOVED | Y
STAIR | STAIR | LEAK | LEAKING | LOOSE | LOOSE/MISALIGNED | REP | REPAIRED/RESTORED/ADJUSTED | Y
STAIR | STAIR | LEAK | LEAKING | LOOSE | LOOSE/MISALIGNED | RESEAL | RESEALED/REPACKED | Y
STAIR | STAIR | LEAK | LEAKING | LOOSE | LOOSE/MISALIGNED | RESET | RESET/RESTARTED | Y
STAIR | STAIR | LEAK | LEAKING | LOOSE | LOOSE/MISALIGNED | REWIRE | REWIRED | Y
STAIR | STAIR | LEAK | LEAKING | LOOSE | LOOSE/MISALIGNED | RPL | REPLACED | Y
STAIR | STAIR | LEAK | LEAKING | NOCAUSE | NO CAUSE FOUND | MOD | MODIFIED | Y
STAIR | STAIR | LEAK | LEAKING | NOCAUSE | NO CAUSE FOUND | CLEAN | CLEANED | Y
STAIR | STAIR | LEAK | LEAKING | NOCAUSE | NO CAUSE FOUND | CLOSE | SECURED/CLOSED | Y
STAIR | STAIR | LEAK | LEAKING | NOCAUSE | NO CAUSE FOUND | CONN | CONNECTED | Y
STAIR | STAIR | LEAK | LEAKING | NOCAUSE | NO CAUSE FOUND | DISCONN | DISCONNECTED | Y
STAIR | STAIR | LEAK | LEAKING | NOCAUSE | NO CAUSE FOUND | LUB | LUBRICATED | Y
STAIR | STAIR | LEAK | LEAKING | NOCAUSE | NO CAUSE FOUND | NOF | NO FAULT FOUND | Y
STAIR | STAIR | LEAK | LEAKING | NOCAUSE | NO CAUSE FOUND | OTHER-R | OTHER REMEDY | Y
STAIR | STAIR | LEAK | LEAKING | NOCAUSE | NO CAUSE FOUND | OVH | OVERHAULED/REBUILT/REFURBISHED | Y
STAIR | STAIR | LEAK | LEAKING | NOCAUSE | NO CAUSE FOUND | PAINT | PAINTED | Y
STAIR | STAIR | LEAK | LEAKING | NOCAUSE | NO CAUSE FOUND | PATCH | PATCHED/PAVED | Y
STAIR | STAIR | LEAK | LEAKING | NOCAUSE | NO CAUSE FOUND | PUMP | PUMPED OUT/EMPTIED | Y
STAIR | STAIR | LEAK | LEAKING | NOCAUSE | NO CAUSE FOUND | REFILL | REFILLED | Y
STAIR | STAIR | LEAK | LEAKING | NOCAUSE | NO CAUSE FOUND | REINS | REINSTALLED | Y
STAIR | STAIR | LEAK | LEAKING | NOCAUSE | NO CAUSE FOUND | REMOVE | REMOVED | Y
STAIR | STAIR | LEAK | LEAKING | NOCAUSE | NO CAUSE FOUND | REP | REPAIRED/RESTORED/ADJUSTED | Y
STAIR | STAIR | LEAK | LEAKING | NOCAUSE | NO CAUSE FOUND | RESEAL | RESEALED/REPACKED | Y
STAIR | STAIR | LEAK | LEAKING | NOCAUSE | NO CAUSE FOUND | RESET | RESET/RESTARTED | Y
STAIR | STAIR | LEAK | LEAKING | NOCAUSE | NO CAUSE FOUND | REWIRE | REWIRED | Y
STAIR | STAIR | LEAK | LEAKING | NOCAUSE | NO CAUSE FOUND | RPL | REPLACED | Y
STAIR | STAIR | LEAK | LEAKING | OBSTR | JAMMED/OBSTRUCTED | MOD | MODIFIED | Y
STAIR | STAIR | LEAK | LEAKING | OBSTR | JAMMED/OBSTRUCTED | CLEAN | CLEANED | Y
STAIR | STAIR | LEAK | LEAKING | OBSTR | JAMMED/OBSTRUCTED | CLOSE | SECURED/CLOSED | Y
STAIR | STAIR | LEAK | LEAKING | OBSTR | JAMMED/OBSTRUCTED | CONN | CONNECTED | Y
STAIR | STAIR | LEAK | LEAKING | OBSTR | JAMMED/OBSTRUCTED | DISCONN | DISCONNECTED | Y
STAIR | STAIR | LEAK | LEAKING | OBSTR | JAMMED/OBSTRUCTED | LUB | LUBRICATED | Y
STAIR | STAIR | LEAK | LEAKING | OBSTR | JAMMED/OBSTRUCTED | NOF | NO FAULT FOUND | Y
STAIR | STAIR | LEAK | LEAKING | OBSTR | JAMMED/OBSTRUCTED | OTHER-R | OTHER REMEDY | Y
STAIR | STAIR | LEAK | LEAKING | OBSTR | JAMMED/OBSTRUCTED | OVH | OVERHAULED/REBUILT/REFURBISHED | Y
STAIR | STAIR | LEAK | LEAKING | OBSTR | JAMMED/OBSTRUCTED | PAINT | PAINTED | Y
STAIR | STAIR | LEAK | LEAKING | OBSTR | JAMMED/OBSTRUCTED | PATCH | PATCHED/PAVED | Y
STAIR | STAIR | LEAK | LEAKING | OBSTR | JAMMED/OBSTRUCTED | PUMP | PUMPED OUT/EMPTIED | Y
STAIR | STAIR | LEAK | LEAKING | OBSTR | JAMMED/OBSTRUCTED | REFILL | REFILLED | Y
STAIR | STAIR | LEAK | LEAKING | OBSTR | JAMMED/OBSTRUCTED | REINS | REINSTALLED | Y
STAIR | STAIR | LEAK | LEAKING | OBSTR | JAMMED/OBSTRUCTED | REMOVE | REMOVED | Y
STAIR | STAIR | LEAK | LEAKING | OBSTR | JAMMED/OBSTRUCTED | REP | REPAIRED/RESTORED/ADJUSTED | Y
STAIR | STAIR | LEAK | LEAKING | OBSTR | JAMMED/OBSTRUCTED | RESEAL | RESEALED/REPACKED | Y
STAIR | STAIR | LEAK | LEAKING | OBSTR | JAMMED/OBSTRUCTED | RESET | RESET/RESTARTED | Y
STAIR | STAIR | LEAK | LEAKING | OBSTR | JAMMED/OBSTRUCTED | REWIRE | REWIRED | Y
STAIR | STAIR | LEAK | LEAKING | OBSTR | JAMMED/OBSTRUCTED | RPL | REPLACED | Y
STAIR | STAIR | LEAK | LEAKING | OPSERRMTCERR | OPERATIONS/MAINTENANCE RELATED | MOD | MODIFIED | Y
STAIR | STAIR | LEAK | LEAKING | OPSERRMTCERR | OPERATIONS/MAINTENANCE RELATED | CLEAN | CLEANED | Y
STAIR | STAIR | LEAK | LEAKING | OPSERRMTCERR | OPERATIONS/MAINTENANCE RELATED | CLOSE | SECURED/CLOSED | Y
STAIR | STAIR | LEAK | LEAKING | OPSERRMTCERR | OPERATIONS/MAINTENANCE RELATED | CONN | CONNECTED | Y
STAIR | STAIR | LEAK | LEAKING | OPSERRMTCERR | OPERATIONS/MAINTENANCE RELATED | DISCONN | DISCONNECTED | Y
STAIR | STAIR | LEAK | LEAKING | OPSERRMTCERR | OPERATIONS/MAINTENANCE RELATED | LUB | LUBRICATED | Y
STAIR | STAIR | LEAK | LEAKING | OPSERRMTCERR | OPERATIONS/MAINTENANCE RELATED | NOF | NO FAULT FOUND | Y
STAIR | STAIR | LEAK | LEAKING | OPSERRMTCERR | OPERATIONS/MAINTENANCE RELATED | OTHER-R | OTHER REMEDY | Y
STAIR | STAIR | LEAK | LEAKING | OPSERRMTCERR | OPERATIONS/MAINTENANCE RELATED | OVH | OVERHAULED/REBUILT/REFURBISHED | Y
STAIR | STAIR | LEAK | LEAKING | OPSERRMTCERR | OPERATIONS/MAINTENANCE RELATED | PAINT | PAINTED | Y
STAIR | STAIR | LEAK | LEAKING | OPSERRMTCERR | OPERATIONS/MAINTENANCE RELATED | PATCH | PATCHED/PAVED | Y
STAIR | STAIR | LEAK | LEAKING | OPSERRMTCERR | OPERATIONS/MAINTENANCE RELATED | PUMP | PUMPED OUT/EMPTIED | Y
STAIR | STAIR | LEAK | LEAKING | OPSERRMTCERR | OPERATIONS/MAINTENANCE RELATED | REFILL | REFILLED | Y
STAIR | STAIR | LEAK | LEAKING | OPSERRMTCERR | OPERATIONS/MAINTENANCE RELATED | REINS | REINSTALLED | Y
STAIR | STAIR | LEAK | LEAKING | OPSERRMTCERR | OPERATIONS/MAINTENANCE RELATED | REMOVE | REMOVED | Y
STAIR | STAIR | LEAK | LEAKING | OPSERRMTCERR | OPERATIONS/MAINTENANCE RELATED | REP | REPAIRED/RESTORED/ADJUSTED | Y
STAIR | STAIR | LEAK | LEAKING | OPSERRMTCERR | OPERATIONS/MAINTENANCE RELATED | RESEAL | RESEALED/REPACKED | Y
STAIR | STAIR | LEAK | LEAKING | OPSERRMTCERR | OPERATIONS/MAINTENANCE RELATED | RESET | RESET/RESTARTED | Y
STAIR | STAIR | LEAK | LEAKING | OPSERRMTCERR | OPERATIONS/MAINTENANCE RELATED | REWIRE | REWIRED | Y
STAIR | STAIR | LEAK | LEAKING | OPSERRMTCERR | OPERATIONS/MAINTENANCE RELATED | RPL | REPLACED | Y
STAIR | STAIR | LEAK | LEAKING | OTHER-C | OTHER CAUSE | MOD | MODIFIED | Y
STAIR | STAIR | LEAK | LEAKING | OTHER-C | OTHER CAUSE | CLEAN | CLEANED | Y
STAIR | STAIR | LEAK | LEAKING | OTHER-C | OTHER CAUSE | CLOSE | SECURED/CLOSED | Y
STAIR | STAIR | LEAK | LEAKING | OTHER-C | OTHER CAUSE | CONN | CONNECTED | Y
STAIR | STAIR | LEAK | LEAKING | OTHER-C | OTHER CAUSE | DISCONN | DISCONNECTED | Y
STAIR | STAIR | LEAK | LEAKING | OTHER-C | OTHER CAUSE | LUB | LUBRICATED | Y
STAIR | STAIR | LEAK | LEAKING | OTHER-C | OTHER CAUSE | NOF | NO FAULT FOUND | Y
STAIR | STAIR | LEAK | LEAKING | OTHER-C | OTHER CAUSE | OTHER-R | OTHER REMEDY | Y
STAIR | STAIR | LEAK | LEAKING | OTHER-C | OTHER CAUSE | OVH | OVERHAULED/REBUILT/REFURBISHED | Y
STAIR | STAIR | LEAK | LEAKING | OTHER-C | OTHER CAUSE | PAINT | PAINTED | Y
STAIR | STAIR | LEAK | LEAKING | OTHER-C | OTHER CAUSE | PATCH | PATCHED/PAVED | Y
STAIR | STAIR | LEAK | LEAKING | OTHER-C | OTHER CAUSE | PUMP | PUMPED OUT/EMPTIED | Y
STAIR | STAIR | LEAK | LEAKING | OTHER-C | OTHER CAUSE | REFILL | REFILLED | Y
STAIR | STAIR | LEAK | LEAKING | OTHER-C | OTHER CAUSE | REINS | REINSTALLED | Y
STAIR | STAIR | LEAK | LEAKING | OTHER-C | OTHER CAUSE | REMOVE | REMOVED | Y
STAIR | STAIR | LEAK | LEAKING | OTHER-C | OTHER CAUSE | REP | REPAIRED/RESTORED/ADJUSTED | Y
STAIR | STAIR | LEAK | LEAKING | OTHER-C | OTHER CAUSE | RESEAL | RESEALED/REPACKED | Y
STAIR | STAIR | LEAK | LEAKING | OTHER-C | OTHER CAUSE | RESET | RESET/RESTARTED | Y
STAIR | STAIR | LEAK | LEAKING | OTHER-C | OTHER CAUSE | REWIRE | REWIRED | Y
STAIR | STAIR | LEAK | LEAKING | OTHER-C | OTHER CAUSE | RPL | REPLACED | Y
STAIR | STAIR | LEAK | LEAKING | POWERSUP | POWER SUPPLY | MOD | MODIFIED | Y
STAIR | STAIR | LEAK | LEAKING | POWERSUP | POWER SUPPLY | CLEAN | CLEANED | Y
STAIR | STAIR | LEAK | LEAKING | POWERSUP | POWER SUPPLY | CLOSE | SECURED/CLOSED | Y
STAIR | STAIR | LEAK | LEAKING | POWERSUP | POWER SUPPLY | CONN | CONNECTED | Y
STAIR | STAIR | LEAK | LEAKING | POWERSUP | POWER SUPPLY | DISCONN | DISCONNECTED | Y
STAIR | STAIR | LEAK | LEAKING | POWERSUP | POWER SUPPLY | LUB | LUBRICATED | Y
STAIR | STAIR | LEAK | LEAKING | POWERSUP | POWER SUPPLY | NOF | NO FAULT FOUND | Y
STAIR | STAIR | LEAK | LEAKING | POWERSUP | POWER SUPPLY | OTHER-R | OTHER REMEDY | Y
STAIR | STAIR | LEAK | LEAKING | POWERSUP | POWER SUPPLY | OVH | OVERHAULED/REBUILT/REFURBISHED | Y
STAIR | STAIR | LEAK | LEAKING | POWERSUP | POWER SUPPLY | PAINT | PAINTED | Y
STAIR | STAIR | LEAK | LEAKING | POWERSUP | POWER SUPPLY | PATCH | PATCHED/PAVED | Y
STAIR | STAIR | LEAK | LEAKING | POWERSUP | POWER SUPPLY | PUMP | PUMPED OUT/EMPTIED | Y
STAIR | STAIR | LEAK | LEAKING | POWERSUP | POWER SUPPLY | REFILL | REFILLED | Y
STAIR | STAIR | LEAK | LEAKING | POWERSUP | POWER SUPPLY | REINS | REINSTALLED | Y
STAIR | STAIR | LEAK | LEAKING | POWERSUP | POWER SUPPLY | REMOVE | REMOVED | Y
STAIR | STAIR | LEAK | LEAKING | POWERSUP | POWER SUPPLY | REP | REPAIRED/RESTORED/ADJUSTED | Y
STAIR | STAIR | LEAK | LEAKING | POWERSUP | POWER SUPPLY | RESEAL | RESEALED/REPACKED | Y
STAIR | STAIR | LEAK | LEAKING | POWERSUP | POWER SUPPLY | RESET | RESET/RESTARTED | Y
STAIR | STAIR | LEAK | LEAKING | POWERSUP | POWER SUPPLY | REWIRE | REWIRED | Y
STAIR | STAIR | LEAK | LEAKING | POWERSUP | POWER SUPPLY | RPL | REPLACED | Y
STAIR | STAIR | LEAK | LEAKING | SENSOR | FAULTY SENSOR | MOD | MODIFIED | Y
STAIR | STAIR | LEAK | LEAKING | SENSOR | FAULTY SENSOR | CLEAN | CLEANED | Y
STAIR | STAIR | LEAK | LEAKING | SENSOR | FAULTY SENSOR | CLOSE | SECURED/CLOSED | Y
STAIR | STAIR | LEAK | LEAKING | SENSOR | FAULTY SENSOR | CONN | CONNECTED | Y
STAIR | STAIR | LEAK | LEAKING | SENSOR | FAULTY SENSOR | DISCONN | DISCONNECTED | Y
STAIR | STAIR | LEAK | LEAKING | SENSOR | FAULTY SENSOR | LUB | LUBRICATED | Y
STAIR | STAIR | LEAK | LEAKING | SENSOR | FAULTY SENSOR | NOF | NO FAULT FOUND | Y
STAIR | STAIR | LEAK | LEAKING | SENSOR | FAULTY SENSOR | OTHER-R | OTHER REMEDY | Y
STAIR | STAIR | LEAK | LEAKING | SENSOR | FAULTY SENSOR | OVH | OVERHAULED/REBUILT/REFURBISHED | Y
STAIR | STAIR | LEAK | LEAKING | SENSOR | FAULTY SENSOR | PAINT | PAINTED | Y
STAIR | STAIR | LEAK | LEAKING | SENSOR | FAULTY SENSOR | PATCH | PATCHED/PAVED | Y
STAIR | STAIR | LEAK | LEAKING | SENSOR | FAULTY SENSOR | PUMP | PUMPED OUT/EMPTIED | Y
STAIR | STAIR | LEAK | LEAKING | SENSOR | FAULTY SENSOR | REFILL | REFILLED | Y
STAIR | STAIR | LEAK | LEAKING | SENSOR | FAULTY SENSOR | REINS | REINSTALLED | Y
STAIR | STAIR | LEAK | LEAKING | SENSOR | FAULTY SENSOR | REMOVE | REMOVED | Y
STAIR | STAIR | LEAK | LEAKING | SENSOR | FAULTY SENSOR | REP | REPAIRED/RESTORED/ADJUSTED | Y
STAIR | STAIR | LEAK | LEAKING | SENSOR | FAULTY SENSOR | RESEAL | RESEALED/REPACKED | Y
STAIR | STAIR | LEAK | LEAKING | SENSOR | FAULTY SENSOR | RESET | RESET/RESTARTED | Y
STAIR | STAIR | LEAK | LEAKING | SENSOR | FAULTY SENSOR | REWIRE | REWIRED | Y
STAIR | STAIR | LEAK | LEAKING | SENSOR | FAULTY SENSOR | RPL | REPLACED | Y
STAIR | STAIR | LIGHTING | LIGHTING | BREAKTRP | BREAKER TRIP | MOD | MODIFIED | Y
STAIR | STAIR | LIGHTING | LIGHTING | BREAKTRP | BREAKER TRIP | CLEAN | CLEANED | Y
STAIR | STAIR | LIGHTING | LIGHTING | BREAKTRP | BREAKER TRIP | CLOSE | SECURED/CLOSED | Y
STAIR | STAIR | LIGHTING | LIGHTING | BREAKTRP | BREAKER TRIP | CONN | CONNECTED | Y
STAIR | STAIR | LIGHTING | LIGHTING | BREAKTRP | BREAKER TRIP | DISCONN | DISCONNECTED | Y
STAIR | STAIR | LIGHTING | LIGHTING | BREAKTRP | BREAKER TRIP | LUB | LUBRICATED | Y
STAIR | STAIR | LIGHTING | LIGHTING | BREAKTRP | BREAKER TRIP | NOF | NO FAULT FOUND | Y
STAIR | STAIR | LIGHTING | LIGHTING | BREAKTRP | BREAKER TRIP | OTHER-R | OTHER REMEDY | Y
STAIR | STAIR | LIGHTING | LIGHTING | BREAKTRP | BREAKER TRIP | OVH | OVERHAULED/REBUILT/REFURBISHED | Y
STAIR | STAIR | LIGHTING | LIGHTING | BREAKTRP | BREAKER TRIP | PAINT | PAINTED | Y
STAIR | STAIR | LIGHTING | LIGHTING | BREAKTRP | BREAKER TRIP | PATCH | PATCHED/PAVED | Y
STAIR | STAIR | LIGHTING | LIGHTING | BREAKTRP | BREAKER TRIP | PUMP | PUMPED OUT/EMPTIED | Y
STAIR | STAIR | LIGHTING | LIGHTING | BREAKTRP | BREAKER TRIP | REFILL | REFILLED | Y
STAIR | STAIR | LIGHTING | LIGHTING | BREAKTRP | BREAKER TRIP | REINS | REINSTALLED | Y
STAIR | STAIR | LIGHTING | LIGHTING | BREAKTRP | BREAKER TRIP | REMOVE | REMOVED | Y
STAIR | STAIR | LIGHTING | LIGHTING | BREAKTRP | BREAKER TRIP | REP | REPAIRED/RESTORED/ADJUSTED | Y
STAIR | STAIR | LIGHTING | LIGHTING | BREAKTRP | BREAKER TRIP | RESEAL | RESEALED/REPACKED | Y
STAIR | STAIR | LIGHTING | LIGHTING | BREAKTRP | BREAKER TRIP | RESET | RESET/RESTARTED | Y
STAIR | STAIR | LIGHTING | LIGHTING | BREAKTRP | BREAKER TRIP | REWIRE | REWIRED | Y
STAIR | STAIR | LIGHTING | LIGHTING | BREAKTRP | BREAKER TRIP | RPL | REPLACED | Y
STAIR | STAIR | LIGHTING | LIGHTING | CORROSION | RUST/CORROSION | MOD | MODIFIED | N
STAIR | STAIR | LIGHTING | LIGHTING | CORROSION | RUST/CORROSION | CLEAN | CLEANED | N
STAIR | STAIR | LIGHTING | LIGHTING | CORROSION | RUST/CORROSION | CLOSE | SECURED/CLOSED | N
STAIR | STAIR | LIGHTING | LIGHTING | CORROSION | RUST/CORROSION | CONN | CONNECTED | Y
STAIR | STAIR | LIGHTING | LIGHTING | CORROSION | RUST/CORROSION | DISCONN | DISCONNECTED | Y
STAIR | STAIR | LIGHTING | LIGHTING | CORROSION | RUST/CORROSION | LUB | LUBRICATED | Y
STAIR | STAIR | LIGHTING | LIGHTING | CORROSION | RUST/CORROSION | NOF | NO FAULT FOUND | N
STAIR | STAIR | LIGHTING | LIGHTING | CORROSION | RUST/CORROSION | OTHER-R | OTHER REMEDY | N
STAIR | STAIR | LIGHTING | LIGHTING | CORROSION | RUST/CORROSION | OVH | OVERHAULED/REBUILT/REFURBISHED | N
STAIR | STAIR | LIGHTING | LIGHTING | CORROSION | RUST/CORROSION | PAINT | PAINTED | N
STAIR | STAIR | LIGHTING | LIGHTING | CORROSION | RUST/CORROSION | PATCH | PATCHED/PAVED | Y
STAIR | STAIR | LIGHTING | LIGHTING | CORROSION | RUST/CORROSION | PUMP | PUMPED OUT/EMPTIED | Y
STAIR | STAIR | LIGHTING | LIGHTING | CORROSION | RUST/CORROSION | REFILL | REFILLED | N
STAIR | STAIR | LIGHTING | LIGHTING | CORROSION | RUST/CORROSION | REINS | REINSTALLED | Y
STAIR | STAIR | LIGHTING | LIGHTING | CORROSION | RUST/CORROSION | REMOVE | REMOVED | N
STAIR | STAIR | LIGHTING | LIGHTING | CORROSION | RUST/CORROSION | REP | REPAIRED/RESTORED/ADJUSTED | N
STAIR | STAIR | LIGHTING | LIGHTING | CORROSION | RUST/CORROSION | RESEAL | RESEALED/REPACKED | Y
STAIR | STAIR | LIGHTING | LIGHTING | CORROSION | RUST/CORROSION | RESET | RESET/RESTARTED | Y
STAIR | STAIR | LIGHTING | LIGHTING | CORROSION | RUST/CORROSION | REWIRE | REWIRED | Y
STAIR | STAIR | LIGHTING | LIGHTING | CORROSION | RUST/CORROSION | RPL | REPLACED | N
STAIR | STAIR | LIGHTING | LIGHTING | DAMAGE | DAMAGED/BROKEN | MOD | MODIFIED | N
STAIR | STAIR | LIGHTING | LIGHTING | DAMAGE | DAMAGED/BROKEN | CLEAN | CLEANED | N
STAIR | STAIR | LIGHTING | LIGHTING | DAMAGE | DAMAGED/BROKEN | CLOSE | SECURED/CLOSED | N
STAIR | STAIR | LIGHTING | LIGHTING | DAMAGE | DAMAGED/BROKEN | CONN | CONNECTED | Y
STAIR | STAIR | LIGHTING | LIGHTING | DAMAGE | DAMAGED/BROKEN | DISCONN | DISCONNECTED | Y
STAIR | STAIR | LIGHTING | LIGHTING | DAMAGE | DAMAGED/BROKEN | LUB | LUBRICATED | Y
STAIR | STAIR | LIGHTING | LIGHTING | DAMAGE | DAMAGED/BROKEN | NOF | NO FAULT FOUND | N
STAIR | STAIR | LIGHTING | LIGHTING | DAMAGE | DAMAGED/BROKEN | OTHER-R | OTHER REMEDY | N
STAIR | STAIR | LIGHTING | LIGHTING | DAMAGE | DAMAGED/BROKEN | OVH | OVERHAULED/REBUILT/REFURBISHED | N
STAIR | STAIR | LIGHTING | LIGHTING | DAMAGE | DAMAGED/BROKEN | PAINT | PAINTED | N
STAIR | STAIR | LIGHTING | LIGHTING | DAMAGE | DAMAGED/BROKEN | PATCH | PATCHED/PAVED | Y
STAIR | STAIR | LIGHTING | LIGHTING | DAMAGE | DAMAGED/BROKEN | PUMP | PUMPED OUT/EMPTIED | Y
STAIR | STAIR | LIGHTING | LIGHTING | DAMAGE | DAMAGED/BROKEN | REFILL | REFILLED | N
STAIR | STAIR | LIGHTING | LIGHTING | DAMAGE | DAMAGED/BROKEN | REINS | REINSTALLED | Y
STAIR | STAIR | LIGHTING | LIGHTING | DAMAGE | DAMAGED/BROKEN | REMOVE | REMOVED | N
STAIR | STAIR | LIGHTING | LIGHTING | DAMAGE | DAMAGED/BROKEN | REP | REPAIRED/RESTORED/ADJUSTED | N
STAIR | STAIR | LIGHTING | LIGHTING | DAMAGE | DAMAGED/BROKEN | RESEAL | RESEALED/REPACKED | Y
STAIR | STAIR | LIGHTING | LIGHTING | DAMAGE | DAMAGED/BROKEN | RESET | RESET/RESTARTED | Y
STAIR | STAIR | LIGHTING | LIGHTING | DAMAGE | DAMAGED/BROKEN | REWIRE | REWIRED | Y
STAIR | STAIR | LIGHTING | LIGHTING | DAMAGE | DAMAGED/BROKEN | RPL | REPLACED | N
STAIR | STAIR | LIGHTING | LIGHTING | DESGEN | DESIGN RELATED | MOD | MODIFIED | N
STAIR | STAIR | LIGHTING | LIGHTING | DESGEN | DESIGN RELATED | CLEAN | CLEANED | N
STAIR | STAIR | LIGHTING | LIGHTING | DESGEN | DESIGN RELATED | CLOSE | SECURED/CLOSED | N
STAIR | STAIR | LIGHTING | LIGHTING | DESGEN | DESIGN RELATED | CONN | CONNECTED | Y
STAIR | STAIR | LIGHTING | LIGHTING | DESGEN | DESIGN RELATED | DISCONN | DISCONNECTED | Y
STAIR | STAIR | LIGHTING | LIGHTING | DESGEN | DESIGN RELATED | LUB | LUBRICATED | Y
STAIR | STAIR | LIGHTING | LIGHTING | DESGEN | DESIGN RELATED | NOF | NO FAULT FOUND | N
STAIR | STAIR | LIGHTING | LIGHTING | DESGEN | DESIGN RELATED | OTHER-R | OTHER REMEDY | N
STAIR | STAIR | LIGHTING | LIGHTING | DESGEN | DESIGN RELATED | OVH | OVERHAULED/REBUILT/REFURBISHED | N
STAIR | STAIR | LIGHTING | LIGHTING | DESGEN | DESIGN RELATED | PAINT | PAINTED | N
STAIR | STAIR | LIGHTING | LIGHTING | DESGEN | DESIGN RELATED | PATCH | PATCHED/PAVED | Y
STAIR | STAIR | LIGHTING | LIGHTING | DESGEN | DESIGN RELATED | PUMP | PUMPED OUT/EMPTIED | Y
STAIR | STAIR | LIGHTING | LIGHTING | DESGEN | DESIGN RELATED | REFILL | REFILLED | N
STAIR | STAIR | LIGHTING | LIGHTING | DESGEN | DESIGN RELATED | REINS | REINSTALLED | Y
STAIR | STAIR | LIGHTING | LIGHTING | DESGEN | DESIGN RELATED | REMOVE | REMOVED | N
STAIR | STAIR | LIGHTING | LIGHTING | DESGEN | DESIGN RELATED | REP | REPAIRED/RESTORED/ADJUSTED | N
STAIR | STAIR | LIGHTING | LIGHTING | DESGEN | DESIGN RELATED | RESEAL | RESEALED/REPACKED | Y
STAIR | STAIR | LIGHTING | LIGHTING | DESGEN | DESIGN RELATED | RESET | RESET/RESTARTED | Y
STAIR | STAIR | LIGHTING | LIGHTING | DESGEN | DESIGN RELATED | REWIRE | REWIRED | Y
STAIR | STAIR | LIGHTING | LIGHTING | DESGEN | DESIGN RELATED | RPL | REPLACED | N
STAIR | STAIR | LIGHTING | LIGHTING | DIRTY | DIRTY | MOD | MODIFIED | N
STAIR | STAIR | LIGHTING | LIGHTING | DIRTY | DIRTY | CLEAN | CLEANED | N
STAIR | STAIR | LIGHTING | LIGHTING | DIRTY | DIRTY | CLOSE | SECURED/CLOSED | N
STAIR | STAIR | LIGHTING | LIGHTING | DIRTY | DIRTY | CONN | CONNECTED | Y
STAIR | STAIR | LIGHTING | LIGHTING | DIRTY | DIRTY | DISCONN | DISCONNECTED | Y
STAIR | STAIR | LIGHTING | LIGHTING | DIRTY | DIRTY | LUB | LUBRICATED | Y
STAIR | STAIR | LIGHTING | LIGHTING | DIRTY | DIRTY | NOF | NO FAULT FOUND | N
STAIR | STAIR | LIGHTING | LIGHTING | DIRTY | DIRTY | OTHER-R | OTHER REMEDY | N
STAIR | STAIR | LIGHTING | LIGHTING | DIRTY | DIRTY | OVH | OVERHAULED/REBUILT/REFURBISHED | N
STAIR | STAIR | LIGHTING | LIGHTING | DIRTY | DIRTY | PAINT | PAINTED | N
STAIR | STAIR | LIGHTING | LIGHTING | DIRTY | DIRTY | PATCH | PATCHED/PAVED | Y
STAIR | STAIR | LIGHTING | LIGHTING | DIRTY | DIRTY | PUMP | PUMPED OUT/EMPTIED | Y
STAIR | STAIR | LIGHTING | LIGHTING | DIRTY | DIRTY | REFILL | REFILLED | N
STAIR | STAIR | LIGHTING | LIGHTING | DIRTY | DIRTY | REINS | REINSTALLED | Y
STAIR | STAIR | LIGHTING | LIGHTING | DIRTY | DIRTY | REMOVE | REMOVED | N
STAIR | STAIR | LIGHTING | LIGHTING | DIRTY | DIRTY | REP | REPAIRED/RESTORED/ADJUSTED | N
STAIR | STAIR | LIGHTING | LIGHTING | DIRTY | DIRTY | RESEAL | RESEALED/REPACKED | Y
STAIR | STAIR | LIGHTING | LIGHTING | DIRTY | DIRTY | RESET | RESET/RESTARTED | Y
STAIR | STAIR | LIGHTING | LIGHTING | DIRTY | DIRTY | REWIRE | REWIRED | Y
STAIR | STAIR | LIGHTING | LIGHTING | DIRTY | DIRTY | RPL | REPLACED | N
STAIR | STAIR | LIGHTING | LIGHTING | EXPWT | EXPECTED WEAR AND TEAR | MOD | MODIFIED | N
STAIR | STAIR | LIGHTING | LIGHTING | EXPWT | EXPECTED WEAR AND TEAR | CLEAN | CLEANED | N
STAIR | STAIR | LIGHTING | LIGHTING | EXPWT | EXPECTED WEAR AND TEAR | CLOSE | SECURED/CLOSED | N
STAIR | STAIR | LIGHTING | LIGHTING | EXPWT | EXPECTED WEAR AND TEAR | CONN | CONNECTED | Y
STAIR | STAIR | LIGHTING | LIGHTING | EXPWT | EXPECTED WEAR AND TEAR | DISCONN | DISCONNECTED | Y
STAIR | STAIR | LIGHTING | LIGHTING | EXPWT | EXPECTED WEAR AND TEAR | LUB | LUBRICATED | Y
STAIR | STAIR | LIGHTING | LIGHTING | EXPWT | EXPECTED WEAR AND TEAR | NOF | NO FAULT FOUND | N
STAIR | STAIR | LIGHTING | LIGHTING | EXPWT | EXPECTED WEAR AND TEAR | OTHER-R | OTHER REMEDY | N
STAIR | STAIR | LIGHTING | LIGHTING | EXPWT | EXPECTED WEAR AND TEAR | OVH | OVERHAULED/REBUILT/REFURBISHED | N
STAIR | STAIR | LIGHTING | LIGHTING | EXPWT | EXPECTED WEAR AND TEAR | PAINT | PAINTED | N
STAIR | STAIR | LIGHTING | LIGHTING | EXPWT | EXPECTED WEAR AND TEAR | PATCH | PATCHED/PAVED | Y
STAIR | STAIR | LIGHTING | LIGHTING | EXPWT | EXPECTED WEAR AND TEAR | PUMP | PUMPED OUT/EMPTIED | Y
STAIR | STAIR | LIGHTING | LIGHTING | EXPWT | EXPECTED WEAR AND TEAR | REFILL | REFILLED | N
STAIR | STAIR | LIGHTING | LIGHTING | EXPWT | EXPECTED WEAR AND TEAR | REINS | REINSTALLED | Y
STAIR | STAIR | LIGHTING | LIGHTING | EXPWT | EXPECTED WEAR AND TEAR | REMOVE | REMOVED | N
STAIR | STAIR | LIGHTING | LIGHTING | EXPWT | EXPECTED WEAR AND TEAR | REP | REPAIRED/RESTORED/ADJUSTED | N
STAIR | STAIR | LIGHTING | LIGHTING | EXPWT | EXPECTED WEAR AND TEAR | RESEAL | RESEALED/REPACKED | Y
STAIR | STAIR | LIGHTING | LIGHTING | EXPWT | EXPECTED WEAR AND TEAR | RESET | RESET/RESTARTED | Y
STAIR | STAIR | LIGHTING | LIGHTING | EXPWT | EXPECTED WEAR AND TEAR | REWIRE | REWIRED | Y
STAIR | STAIR | LIGHTING | LIGHTING | EXPWT | EXPECTED WEAR AND TEAR | RPL | REPLACED | N
STAIR | STAIR | LIGHTING | LIGHTING | FABGEN | FABRICATION/INSTALLATION RELATED | MOD | MODIFIED | N
STAIR | STAIR | LIGHTING | LIGHTING | FABGEN | FABRICATION/INSTALLATION RELATED | CLEAN | CLEANED | N
STAIR | STAIR | LIGHTING | LIGHTING | FABGEN | FABRICATION/INSTALLATION RELATED | CLOSE | SECURED/CLOSED | N
STAIR | STAIR | LIGHTING | LIGHTING | FABGEN | FABRICATION/INSTALLATION RELATED | CONN | CONNECTED | Y
STAIR | STAIR | LIGHTING | LIGHTING | FABGEN | FABRICATION/INSTALLATION RELATED | DISCONN | DISCONNECTED | Y
STAIR | STAIR | LIGHTING | LIGHTING | FABGEN | FABRICATION/INSTALLATION RELATED | LUB | LUBRICATED | Y
STAIR | STAIR | LIGHTING | LIGHTING | FABGEN | FABRICATION/INSTALLATION RELATED | NOF | NO FAULT FOUND | N
STAIR | STAIR | LIGHTING | LIGHTING | FABGEN | FABRICATION/INSTALLATION RELATED | OTHER-R | OTHER REMEDY | N
STAIR | STAIR | LIGHTING | LIGHTING | FABGEN | FABRICATION/INSTALLATION RELATED | OVH | OVERHAULED/REBUILT/REFURBISHED | N
STAIR | STAIR | LIGHTING | LIGHTING | FABGEN | FABRICATION/INSTALLATION RELATED | PAINT | PAINTED | N
STAIR | STAIR | LIGHTING | LIGHTING | FABGEN | FABRICATION/INSTALLATION RELATED | PATCH | PATCHED/PAVED | Y
STAIR | STAIR | LIGHTING | LIGHTING | FABGEN | FABRICATION/INSTALLATION RELATED | PUMP | PUMPED OUT/EMPTIED | Y
STAIR | STAIR | LIGHTING | LIGHTING | FABGEN | FABRICATION/INSTALLATION RELATED | REFILL | REFILLED | N
STAIR | STAIR | LIGHTING | LIGHTING | FABGEN | FABRICATION/INSTALLATION RELATED | REINS | REINSTALLED | Y
STAIR | STAIR | LIGHTING | LIGHTING | FABGEN | FABRICATION/INSTALLATION RELATED | REMOVE | REMOVED | N
STAIR | STAIR | LIGHTING | LIGHTING | FABGEN | FABRICATION/INSTALLATION RELATED | REP | REPAIRED/RESTORED/ADJUSTED | N
STAIR | STAIR | LIGHTING | LIGHTING | FABGEN | FABRICATION/INSTALLATION RELATED | RESEAL | RESEALED/REPACKED | Y
STAIR | STAIR | LIGHTING | LIGHTING | FABGEN | FABRICATION/INSTALLATION RELATED | RESET | RESET/RESTARTED | Y
STAIR | STAIR | LIGHTING | LIGHTING | FABGEN | FABRICATION/INSTALLATION RELATED | REWIRE | REWIRED | Y
STAIR | STAIR | LIGHTING | LIGHTING | FABGEN | FABRICATION/INSTALLATION RELATED | RPL | REPLACED | N
STAIR | STAIR | LIGHTING | LIGHTING | IMPMAT | IMPROPER MATERIAL | MOD | MODIFIED | Y
STAIR | STAIR | LIGHTING | LIGHTING | IMPMAT | IMPROPER MATERIAL | CLEAN | CLEANED | Y
STAIR | STAIR | LIGHTING | LIGHTING | IMPMAT | IMPROPER MATERIAL | CLOSE | SECURED/CLOSED | Y
STAIR | STAIR | LIGHTING | LIGHTING | IMPMAT | IMPROPER MATERIAL | CONN | CONNECTED | Y
STAIR | STAIR | LIGHTING | LIGHTING | IMPMAT | IMPROPER MATERIAL | DISCONN | DISCONNECTED | Y
STAIR | STAIR | LIGHTING | LIGHTING | IMPMAT | IMPROPER MATERIAL | LUB | LUBRICATED | Y
STAIR | STAIR | LIGHTING | LIGHTING | IMPMAT | IMPROPER MATERIAL | NOF | NO FAULT FOUND | Y
STAIR | STAIR | LIGHTING | LIGHTING | IMPMAT | IMPROPER MATERIAL | OTHER-R | OTHER REMEDY | Y
STAIR | STAIR | LIGHTING | LIGHTING | IMPMAT | IMPROPER MATERIAL | OVH | OVERHAULED/REBUILT/REFURBISHED | Y
STAIR | STAIR | LIGHTING | LIGHTING | IMPMAT | IMPROPER MATERIAL | PAINT | PAINTED | Y
STAIR | STAIR | LIGHTING | LIGHTING | IMPMAT | IMPROPER MATERIAL | PATCH | PATCHED/PAVED | Y
STAIR | STAIR | LIGHTING | LIGHTING | IMPMAT | IMPROPER MATERIAL | PUMP | PUMPED OUT/EMPTIED | Y
STAIR | STAIR | LIGHTING | LIGHTING | IMPMAT | IMPROPER MATERIAL | REFILL | REFILLED | Y
STAIR | STAIR | LIGHTING | LIGHTING | IMPMAT | IMPROPER MATERIAL | REINS | REINSTALLED | Y
STAIR | STAIR | LIGHTING | LIGHTING | IMPMAT | IMPROPER MATERIAL | REMOVE | REMOVED | Y
STAIR | STAIR | LIGHTING | LIGHTING | IMPMAT | IMPROPER MATERIAL | REP | REPAIRED/RESTORED/ADJUSTED | Y
STAIR | STAIR | LIGHTING | LIGHTING | IMPMAT | IMPROPER MATERIAL | RESEAL | RESEALED/REPACKED | Y
STAIR | STAIR | LIGHTING | LIGHTING | IMPMAT | IMPROPER MATERIAL | RESET | RESET/RESTARTED | Y
STAIR | STAIR | LIGHTING | LIGHTING | IMPMAT | IMPROPER MATERIAL | REWIRE | REWIRED | Y
STAIR | STAIR | LIGHTING | LIGHTING | IMPMAT | IMPROPER MATERIAL | RPL | REPLACED | Y
STAIR | STAIR | LIGHTING | LIGHTING | LEAK | LEAK | MOD | MODIFIED | Y
STAIR | STAIR | LIGHTING | LIGHTING | LEAK | LEAK | CLEAN | CLEANED | Y
STAIR | STAIR | LIGHTING | LIGHTING | LEAK | LEAK | CLOSE | SECURED/CLOSED | Y
STAIR | STAIR | LIGHTING | LIGHTING | LEAK | LEAK | CONN | CONNECTED | Y
STAIR | STAIR | LIGHTING | LIGHTING | LEAK | LEAK | DISCONN | DISCONNECTED | Y
STAIR | STAIR | LIGHTING | LIGHTING | LEAK | LEAK | LUB | LUBRICATED | Y
STAIR | STAIR | LIGHTING | LIGHTING | LEAK | LEAK | NOF | NO FAULT FOUND | Y
STAIR | STAIR | LIGHTING | LIGHTING | LEAK | LEAK | OTHER-R | OTHER REMEDY | Y
STAIR | STAIR | LIGHTING | LIGHTING | LEAK | LEAK | OVH | OVERHAULED/REBUILT/REFURBISHED | Y
STAIR | STAIR | LIGHTING | LIGHTING | LEAK | LEAK | PAINT | PAINTED | Y
STAIR | STAIR | LIGHTING | LIGHTING | LEAK | LEAK | PATCH | PATCHED/PAVED | Y
STAIR | STAIR | LIGHTING | LIGHTING | LEAK | LEAK | PUMP | PUMPED OUT/EMPTIED | Y
STAIR | STAIR | LIGHTING | LIGHTING | LEAK | LEAK | REFILL | REFILLED | Y
STAIR | STAIR | LIGHTING | LIGHTING | LEAK | LEAK | REINS | REINSTALLED | Y
STAIR | STAIR | LIGHTING | LIGHTING | LEAK | LEAK | REMOVE | REMOVED | Y
STAIR | STAIR | LIGHTING | LIGHTING | LEAK | LEAK | REP | REPAIRED/RESTORED/ADJUSTED | Y
STAIR | STAIR | LIGHTING | LIGHTING | LEAK | LEAK | RESEAL | RESEALED/REPACKED | Y
STAIR | STAIR | LIGHTING | LIGHTING | LEAK | LEAK | RESET | RESET/RESTARTED | Y
STAIR | STAIR | LIGHTING | LIGHTING | LEAK | LEAK | REWIRE | REWIRED | Y
STAIR | STAIR | LIGHTING | LIGHTING | LEAK | LEAK | RPL | REPLACED | Y
STAIR | STAIR | LIGHTING | LIGHTING | LOOSE | LOOSE/MISALIGNED | MOD | MODIFIED | N
STAIR | STAIR | LIGHTING | LIGHTING | LOOSE | LOOSE/MISALIGNED | CLEAN | CLEANED | N
STAIR | STAIR | LIGHTING | LIGHTING | LOOSE | LOOSE/MISALIGNED | CLOSE | SECURED/CLOSED | N
STAIR | STAIR | LIGHTING | LIGHTING | LOOSE | LOOSE/MISALIGNED | CONN | CONNECTED | Y
STAIR | STAIR | LIGHTING | LIGHTING | LOOSE | LOOSE/MISALIGNED | DISCONN | DISCONNECTED | Y
STAIR | STAIR | LIGHTING | LIGHTING | LOOSE | LOOSE/MISALIGNED | LUB | LUBRICATED | Y
STAIR | STAIR | LIGHTING | LIGHTING | LOOSE | LOOSE/MISALIGNED | NOF | NO FAULT FOUND | N
STAIR | STAIR | LIGHTING | LIGHTING | LOOSE | LOOSE/MISALIGNED | OTHER-R | OTHER REMEDY | N
STAIR | STAIR | LIGHTING | LIGHTING | LOOSE | LOOSE/MISALIGNED | OVH | OVERHAULED/REBUILT/REFURBISHED | N
STAIR | STAIR | LIGHTING | LIGHTING | LOOSE | LOOSE/MISALIGNED | PAINT | PAINTED | N
STAIR | STAIR | LIGHTING | LIGHTING | LOOSE | LOOSE/MISALIGNED | PATCH | PATCHED/PAVED | Y
STAIR | STAIR | LIGHTING | LIGHTING | LOOSE | LOOSE/MISALIGNED | PUMP | PUMPED OUT/EMPTIED | Y
STAIR | STAIR | LIGHTING | LIGHTING | LOOSE | LOOSE/MISALIGNED | REFILL | REFILLED | N
STAIR | STAIR | LIGHTING | LIGHTING | LOOSE | LOOSE/MISALIGNED | REINS | REINSTALLED | Y
STAIR | STAIR | LIGHTING | LIGHTING | LOOSE | LOOSE/MISALIGNED | REMOVE | REMOVED | N
STAIR | STAIR | LIGHTING | LIGHTING | LOOSE | LOOSE/MISALIGNED | REP | REPAIRED/RESTORED/ADJUSTED | N
STAIR | STAIR | LIGHTING | LIGHTING | LOOSE | LOOSE/MISALIGNED | RESEAL | RESEALED/REPACKED | Y
STAIR | STAIR | LIGHTING | LIGHTING | LOOSE | LOOSE/MISALIGNED | RESET | RESET/RESTARTED | Y
STAIR | STAIR | LIGHTING | LIGHTING | LOOSE | LOOSE/MISALIGNED | REWIRE | REWIRED | Y
STAIR | STAIR | LIGHTING | LIGHTING | LOOSE | LOOSE/MISALIGNED | RPL | REPLACED | N
STAIR | STAIR | LIGHTING | LIGHTING | NOCAUSE | NO CAUSE FOUND | MOD | MODIFIED | N
STAIR | STAIR | LIGHTING | LIGHTING | NOCAUSE | NO CAUSE FOUND | CLEAN | CLEANED | N
STAIR | STAIR | LIGHTING | LIGHTING | NOCAUSE | NO CAUSE FOUND | CLOSE | SECURED/CLOSED | N
STAIR | STAIR | LIGHTING | LIGHTING | NOCAUSE | NO CAUSE FOUND | CONN | CONNECTED | Y
STAIR | STAIR | LIGHTING | LIGHTING | NOCAUSE | NO CAUSE FOUND | DISCONN | DISCONNECTED | Y
STAIR | STAIR | LIGHTING | LIGHTING | NOCAUSE | NO CAUSE FOUND | LUB | LUBRICATED | Y
STAIR | STAIR | LIGHTING | LIGHTING | NOCAUSE | NO CAUSE FOUND | NOF | NO FAULT FOUND | N
STAIR | STAIR | LIGHTING | LIGHTING | NOCAUSE | NO CAUSE FOUND | OTHER-R | OTHER REMEDY | N
STAIR | STAIR | LIGHTING | LIGHTING | NOCAUSE | NO CAUSE FOUND | OVH | OVERHAULED/REBUILT/REFURBISHED | N
STAIR | STAIR | LIGHTING | LIGHTING | NOCAUSE | NO CAUSE FOUND | PAINT | PAINTED | N
STAIR | STAIR | LIGHTING | LIGHTING | NOCAUSE | NO CAUSE FOUND | PATCH | PATCHED/PAVED | Y
STAIR | STAIR | LIGHTING | LIGHTING | NOCAUSE | NO CAUSE FOUND | PUMP | PUMPED OUT/EMPTIED | Y
STAIR | STAIR | LIGHTING | LIGHTING | NOCAUSE | NO CAUSE FOUND | REFILL | REFILLED | N
STAIR | STAIR | LIGHTING | LIGHTING | NOCAUSE | NO CAUSE FOUND | REINS | REINSTALLED | Y
STAIR | STAIR | LIGHTING | LIGHTING | NOCAUSE | NO CAUSE FOUND | REMOVE | REMOVED | N
STAIR | STAIR | LIGHTING | LIGHTING | NOCAUSE | NO CAUSE FOUND | REP | REPAIRED/RESTORED/ADJUSTED | N
STAIR | STAIR | LIGHTING | LIGHTING | NOCAUSE | NO CAUSE FOUND | RESEAL | RESEALED/REPACKED | Y
STAIR | STAIR | LIGHTING | LIGHTING | NOCAUSE | NO CAUSE FOUND | RESET | RESET/RESTARTED | Y
STAIR | STAIR | LIGHTING | LIGHTING | NOCAUSE | NO CAUSE FOUND | REWIRE | REWIRED | Y
STAIR | STAIR | LIGHTING | LIGHTING | NOCAUSE | NO CAUSE FOUND | RPL | REPLACED | N
STAIR | STAIR | LIGHTING | LIGHTING | OBSTR | JAMMED/OBSTRUCTED | MOD | MODIFIED | N
STAIR | STAIR | LIGHTING | LIGHTING | OBSTR | JAMMED/OBSTRUCTED | CLEAN | CLEANED | N
STAIR | STAIR | LIGHTING | LIGHTING | OBSTR | JAMMED/OBSTRUCTED | CLOSE | SECURED/CLOSED | N
STAIR | STAIR | LIGHTING | LIGHTING | OBSTR | JAMMED/OBSTRUCTED | CONN | CONNECTED | Y
STAIR | STAIR | LIGHTING | LIGHTING | OBSTR | JAMMED/OBSTRUCTED | DISCONN | DISCONNECTED | Y
STAIR | STAIR | LIGHTING | LIGHTING | OBSTR | JAMMED/OBSTRUCTED | LUB | LUBRICATED | Y
STAIR | STAIR | LIGHTING | LIGHTING | OBSTR | JAMMED/OBSTRUCTED | NOF | NO FAULT FOUND | N
STAIR | STAIR | LIGHTING | LIGHTING | OBSTR | JAMMED/OBSTRUCTED | OTHER-R | OTHER REMEDY | N
STAIR | STAIR | LIGHTING | LIGHTING | OBSTR | JAMMED/OBSTRUCTED | OVH | OVERHAULED/REBUILT/REFURBISHED | N
STAIR | STAIR | LIGHTING | LIGHTING | OBSTR | JAMMED/OBSTRUCTED | PAINT | PAINTED | N
STAIR | STAIR | LIGHTING | LIGHTING | OBSTR | JAMMED/OBSTRUCTED | PATCH | PATCHED/PAVED | Y
STAIR | STAIR | LIGHTING | LIGHTING | OBSTR | JAMMED/OBSTRUCTED | PUMP | PUMPED OUT/EMPTIED | Y
STAIR | STAIR | LIGHTING | LIGHTING | OBSTR | JAMMED/OBSTRUCTED | REFILL | REFILLED | N
STAIR | STAIR | LIGHTING | LIGHTING | OBSTR | JAMMED/OBSTRUCTED | REINS | REINSTALLED | Y
STAIR | STAIR | LIGHTING | LIGHTING | OBSTR | JAMMED/OBSTRUCTED | REMOVE | REMOVED | N
STAIR | STAIR | LIGHTING | LIGHTING | OBSTR | JAMMED/OBSTRUCTED | REP | REPAIRED/RESTORED/ADJUSTED | N
STAIR | STAIR | LIGHTING | LIGHTING | OBSTR | JAMMED/OBSTRUCTED | RESEAL | RESEALED/REPACKED | Y
STAIR | STAIR | LIGHTING | LIGHTING | OBSTR | JAMMED/OBSTRUCTED | RESET | RESET/RESTARTED | Y
STAIR | STAIR | LIGHTING | LIGHTING | OBSTR | JAMMED/OBSTRUCTED | REWIRE | REWIRED | Y
STAIR | STAIR | LIGHTING | LIGHTING | OBSTR | JAMMED/OBSTRUCTED | RPL | REPLACED | N
STAIR | STAIR | LIGHTING | LIGHTING | OPSERRMTCERR | OPERATIONS/MAINTENANCE RELATED | MOD | MODIFIED | N
STAIR | STAIR | LIGHTING | LIGHTING | OPSERRMTCERR | OPERATIONS/MAINTENANCE RELATED | CLEAN | CLEANED | N
STAIR | STAIR | LIGHTING | LIGHTING | OPSERRMTCERR | OPERATIONS/MAINTENANCE RELATED | CLOSE | SECURED/CLOSED | N
STAIR | STAIR | LIGHTING | LIGHTING | OPSERRMTCERR | OPERATIONS/MAINTENANCE RELATED | CONN | CONNECTED | Y
STAIR | STAIR | LIGHTING | LIGHTING | OPSERRMTCERR | OPERATIONS/MAINTENANCE RELATED | DISCONN | DISCONNECTED | Y
STAIR | STAIR | LIGHTING | LIGHTING | OPSERRMTCERR | OPERATIONS/MAINTENANCE RELATED | LUB | LUBRICATED | Y
STAIR | STAIR | LIGHTING | LIGHTING | OPSERRMTCERR | OPERATIONS/MAINTENANCE RELATED | NOF | NO FAULT FOUND | N
STAIR | STAIR | LIGHTING | LIGHTING | OPSERRMTCERR | OPERATIONS/MAINTENANCE RELATED | OTHER-R | OTHER REMEDY | N
STAIR | STAIR | LIGHTING | LIGHTING | OPSERRMTCERR | OPERATIONS/MAINTENANCE RELATED | OVH | OVERHAULED/REBUILT/REFURBISHED | N
STAIR | STAIR | LIGHTING | LIGHTING | OPSERRMTCERR | OPERATIONS/MAINTENANCE RELATED | PAINT | PAINTED | N
STAIR | STAIR | LIGHTING | LIGHTING | OPSERRMTCERR | OPERATIONS/MAINTENANCE RELATED | PATCH | PATCHED/PAVED | Y
STAIR | STAIR | LIGHTING | LIGHTING | OPSERRMTCERR | OPERATIONS/MAINTENANCE RELATED | PUMP | PUMPED OUT/EMPTIED | Y
STAIR | STAIR | LIGHTING | LIGHTING | OPSERRMTCERR | OPERATIONS/MAINTENANCE RELATED | REFILL | REFILLED | N
STAIR | STAIR | LIGHTING | LIGHTING | OPSERRMTCERR | OPERATIONS/MAINTENANCE RELATED | REINS | REINSTALLED | Y
STAIR | STAIR | LIGHTING | LIGHTING | OPSERRMTCERR | OPERATIONS/MAINTENANCE RELATED | REMOVE | REMOVED | N
STAIR | STAIR | LIGHTING | LIGHTING | OPSERRMTCERR | OPERATIONS/MAINTENANCE RELATED | REP | REPAIRED/RESTORED/ADJUSTED | N
STAIR | STAIR | LIGHTING | LIGHTING | OPSERRMTCERR | OPERATIONS/MAINTENANCE RELATED | RESEAL | RESEALED/REPACKED | Y
STAIR | STAIR | LIGHTING | LIGHTING | OPSERRMTCERR | OPERATIONS/MAINTENANCE RELATED | RESET | RESET/RESTARTED | Y
STAIR | STAIR | LIGHTING | LIGHTING | OPSERRMTCERR | OPERATIONS/MAINTENANCE RELATED | REWIRE | REWIRED | Y
STAIR | STAIR | LIGHTING | LIGHTING | OPSERRMTCERR | OPERATIONS/MAINTENANCE RELATED | RPL | REPLACED | N
STAIR | STAIR | LIGHTING | LIGHTING | OTHER-C | OTHER CAUSE | MOD | MODIFIED | N
STAIR | STAIR | LIGHTING | LIGHTING | OTHER-C | OTHER CAUSE | CLEAN | CLEANED | N
STAIR | STAIR | LIGHTING | LIGHTING | OTHER-C | OTHER CAUSE | CLOSE | SECURED/CLOSED | N
STAIR | STAIR | LIGHTING | LIGHTING | OTHER-C | OTHER CAUSE | CONN | CONNECTED | Y
STAIR | STAIR | LIGHTING | LIGHTING | OTHER-C | OTHER CAUSE | DISCONN | DISCONNECTED | Y
STAIR | STAIR | LIGHTING | LIGHTING | OTHER-C | OTHER CAUSE | LUB | LUBRICATED | Y
STAIR | STAIR | LIGHTING | LIGHTING | OTHER-C | OTHER CAUSE | NOF | NO FAULT FOUND | N
STAIR | STAIR | LIGHTING | LIGHTING | OTHER-C | OTHER CAUSE | OTHER-R | OTHER REMEDY | N
STAIR | STAIR | LIGHTING | LIGHTING | OTHER-C | OTHER CAUSE | OVH | OVERHAULED/REBUILT/REFURBISHED | N
STAIR | STAIR | LIGHTING | LIGHTING | OTHER-C | OTHER CAUSE | PAINT | PAINTED | N
STAIR | STAIR | LIGHTING | LIGHTING | OTHER-C | OTHER CAUSE | PATCH | PATCHED/PAVED | Y
STAIR | STAIR | LIGHTING | LIGHTING | OTHER-C | OTHER CAUSE | PUMP | PUMPED OUT/EMPTIED | Y
STAIR | STAIR | LIGHTING | LIGHTING | OTHER-C | OTHER CAUSE | REFILL | REFILLED | N
STAIR | STAIR | LIGHTING | LIGHTING | OTHER-C | OTHER CAUSE | REINS | REINSTALLED | Y
STAIR | STAIR | LIGHTING | LIGHTING | OTHER-C | OTHER CAUSE | REMOVE | REMOVED | N
STAIR | STAIR | LIGHTING | LIGHTING | OTHER-C | OTHER CAUSE | REP | REPAIRED/RESTORED/ADJUSTED | N
STAIR | STAIR | LIGHTING | LIGHTING | OTHER-C | OTHER CAUSE | RESEAL | RESEALED/REPACKED | Y
STAIR | STAIR | LIGHTING | LIGHTING | OTHER-C | OTHER CAUSE | RESET | RESET/RESTARTED | Y
STAIR | STAIR | LIGHTING | LIGHTING | OTHER-C | OTHER CAUSE | REWIRE | REWIRED | Y
STAIR | STAIR | LIGHTING | LIGHTING | OTHER-C | OTHER CAUSE | RPL | REPLACED | N
STAIR | STAIR | LIGHTING | LIGHTING | POWERSUP | POWER SUPPLY | MOD | MODIFIED | Y
STAIR | STAIR | LIGHTING | LIGHTING | POWERSUP | POWER SUPPLY | CLEAN | CLEANED | Y
STAIR | STAIR | LIGHTING | LIGHTING | POWERSUP | POWER SUPPLY | CLOSE | SECURED/CLOSED | Y
STAIR | STAIR | LIGHTING | LIGHTING | POWERSUP | POWER SUPPLY | CONN | CONNECTED | Y
STAIR | STAIR | LIGHTING | LIGHTING | POWERSUP | POWER SUPPLY | DISCONN | DISCONNECTED | Y
STAIR | STAIR | LIGHTING | LIGHTING | POWERSUP | POWER SUPPLY | LUB | LUBRICATED | Y
STAIR | STAIR | LIGHTING | LIGHTING | POWERSUP | POWER SUPPLY | NOF | NO FAULT FOUND | Y
STAIR | STAIR | LIGHTING | LIGHTING | POWERSUP | POWER SUPPLY | OTHER-R | OTHER REMEDY | Y
STAIR | STAIR | LIGHTING | LIGHTING | POWERSUP | POWER SUPPLY | OVH | OVERHAULED/REBUILT/REFURBISHED | Y
STAIR | STAIR | LIGHTING | LIGHTING | POWERSUP | POWER SUPPLY | PAINT | PAINTED | Y
STAIR | STAIR | LIGHTING | LIGHTING | POWERSUP | POWER SUPPLY | PATCH | PATCHED/PAVED | Y
STAIR | STAIR | LIGHTING | LIGHTING | POWERSUP | POWER SUPPLY | PUMP | PUMPED OUT/EMPTIED | Y
STAIR | STAIR | LIGHTING | LIGHTING | POWERSUP | POWER SUPPLY | REFILL | REFILLED | Y
STAIR | STAIR | LIGHTING | LIGHTING | POWERSUP | POWER SUPPLY | REINS | REINSTALLED | Y
STAIR | STAIR | LIGHTING | LIGHTING | POWERSUP | POWER SUPPLY | REMOVE | REMOVED | Y
STAIR | STAIR | LIGHTING | LIGHTING | POWERSUP | POWER SUPPLY | REP | REPAIRED/RESTORED/ADJUSTED | Y
STAIR | STAIR | LIGHTING | LIGHTING | POWERSUP | POWER SUPPLY | RESEAL | RESEALED/REPACKED | Y
STAIR | STAIR | LIGHTING | LIGHTING | POWERSUP | POWER SUPPLY | RESET | RESET/RESTARTED | Y
STAIR | STAIR | LIGHTING | LIGHTING | POWERSUP | POWER SUPPLY | REWIRE | REWIRED | Y
STAIR | STAIR | LIGHTING | LIGHTING | POWERSUP | POWER SUPPLY | RPL | REPLACED | Y
STAIR | STAIR | LIGHTING | LIGHTING | SENSOR | FAULTY SENSOR | MOD | MODIFIED | Y
STAIR | STAIR | LIGHTING | LIGHTING | SENSOR | FAULTY SENSOR | CLEAN | CLEANED | Y
STAIR | STAIR | LIGHTING | LIGHTING | SENSOR | FAULTY SENSOR | CLOSE | SECURED/CLOSED | Y
STAIR | STAIR | LIGHTING | LIGHTING | SENSOR | FAULTY SENSOR | CONN | CONNECTED | Y
STAIR | STAIR | LIGHTING | LIGHTING | SENSOR | FAULTY SENSOR | DISCONN | DISCONNECTED | Y
STAIR | STAIR | LIGHTING | LIGHTING | SENSOR | FAULTY SENSOR | LUB | LUBRICATED | Y
STAIR | STAIR | LIGHTING | LIGHTING | SENSOR | FAULTY SENSOR | NOF | NO FAULT FOUND | Y
STAIR | STAIR | LIGHTING | LIGHTING | SENSOR | FAULTY SENSOR | OTHER-R | OTHER REMEDY | Y
STAIR | STAIR | LIGHTING | LIGHTING | SENSOR | FAULTY SENSOR | OVH | OVERHAULED/REBUILT/REFURBISHED | Y
STAIR | STAIR | LIGHTING | LIGHTING | SENSOR | FAULTY SENSOR | PAINT | PAINTED | Y
STAIR | STAIR | LIGHTING | LIGHTING | SENSOR | FAULTY SENSOR | PATCH | PATCHED/PAVED | Y
STAIR | STAIR | LIGHTING | LIGHTING | SENSOR | FAULTY SENSOR | PUMP | PUMPED OUT/EMPTIED | Y
STAIR | STAIR | LIGHTING | LIGHTING | SENSOR | FAULTY SENSOR | REFILL | REFILLED | Y
STAIR | STAIR | LIGHTING | LIGHTING | SENSOR | FAULTY SENSOR | REINS | REINSTALLED | Y
STAIR | STAIR | LIGHTING | LIGHTING | SENSOR | FAULTY SENSOR | REMOVE | REMOVED | Y
STAIR | STAIR | LIGHTING | LIGHTING | SENSOR | FAULTY SENSOR | REP | REPAIRED/RESTORED/ADJUSTED | Y
STAIR | STAIR | LIGHTING | LIGHTING | SENSOR | FAULTY SENSOR | RESEAL | RESEALED/REPACKED | Y
STAIR | STAIR | LIGHTING | LIGHTING | SENSOR | FAULTY SENSOR | RESET | RESET/RESTARTED | Y
STAIR | STAIR | LIGHTING | LIGHTING | SENSOR | FAULTY SENSOR | REWIRE | REWIRED | Y
STAIR | STAIR | LIGHTING | LIGHTING | SENSOR | FAULTY SENSOR | RPL | REPLACED | Y
STAIR | STAIR | NOI | NOISE | BREAKTRP | BREAKER TRIP | MOD | MODIFIED | Y
STAIR | STAIR | NOI | NOISE | BREAKTRP | BREAKER TRIP | CLEAN | CLEANED | Y
STAIR | STAIR | NOI | NOISE | BREAKTRP | BREAKER TRIP | CLOSE | SECURED/CLOSED | Y
STAIR | STAIR | NOI | NOISE | BREAKTRP | BREAKER TRIP | CONN | CONNECTED | Y
STAIR | STAIR | NOI | NOISE | BREAKTRP | BREAKER TRIP | DISCONN | DISCONNECTED | Y
STAIR | STAIR | NOI | NOISE | BREAKTRP | BREAKER TRIP | LUB | LUBRICATED | Y
STAIR | STAIR | NOI | NOISE | BREAKTRP | BREAKER TRIP | NOF | NO FAULT FOUND | Y
STAIR | STAIR | NOI | NOISE | BREAKTRP | BREAKER TRIP | OTHER-R | OTHER REMEDY | Y
STAIR | STAIR | NOI | NOISE | BREAKTRP | BREAKER TRIP | OVH | OVERHAULED/REBUILT/REFURBISHED | Y
STAIR | STAIR | NOI | NOISE | BREAKTRP | BREAKER TRIP | PAINT | PAINTED | Y
STAIR | STAIR | NOI | NOISE | BREAKTRP | BREAKER TRIP | PATCH | PATCHED/PAVED | Y
STAIR | STAIR | NOI | NOISE | BREAKTRP | BREAKER TRIP | PUMP | PUMPED OUT/EMPTIED | Y
STAIR | STAIR | NOI | NOISE | BREAKTRP | BREAKER TRIP | REFILL | REFILLED | Y
STAIR | STAIR | NOI | NOISE | BREAKTRP | BREAKER TRIP | REINS | REINSTALLED | Y
STAIR | STAIR | NOI | NOISE | BREAKTRP | BREAKER TRIP | REMOVE | REMOVED | Y
STAIR | STAIR | NOI | NOISE | BREAKTRP | BREAKER TRIP | REP | REPAIRED/RESTORED/ADJUSTED | Y
STAIR | STAIR | NOI | NOISE | BREAKTRP | BREAKER TRIP | RESEAL | RESEALED/REPACKED | Y
STAIR | STAIR | NOI | NOISE | BREAKTRP | BREAKER TRIP | RESET | RESET/RESTARTED | Y
STAIR | STAIR | NOI | NOISE | BREAKTRP | BREAKER TRIP | REWIRE | REWIRED | Y
STAIR | STAIR | NOI | NOISE | BREAKTRP | BREAKER TRIP | RPL | REPLACED | Y
STAIR | STAIR | NOI | NOISE | CORROSION | RUST/CORROSION | MOD | MODIFIED | Y
STAIR | STAIR | NOI | NOISE | CORROSION | RUST/CORROSION | CLEAN | CLEANED | Y
STAIR | STAIR | NOI | NOISE | CORROSION | RUST/CORROSION | CLOSE | SECURED/CLOSED | Y
STAIR | STAIR | NOI | NOISE | CORROSION | RUST/CORROSION | CONN | CONNECTED | Y
STAIR | STAIR | NOI | NOISE | CORROSION | RUST/CORROSION | DISCONN | DISCONNECTED | Y
STAIR | STAIR | NOI | NOISE | CORROSION | RUST/CORROSION | LUB | LUBRICATED | Y
STAIR | STAIR | NOI | NOISE | CORROSION | RUST/CORROSION | NOF | NO FAULT FOUND | Y
STAIR | STAIR | NOI | NOISE | CORROSION | RUST/CORROSION | OTHER-R | OTHER REMEDY | Y
STAIR | STAIR | NOI | NOISE | CORROSION | RUST/CORROSION | OVH | OVERHAULED/REBUILT/REFURBISHED | Y
STAIR | STAIR | NOI | NOISE | CORROSION | RUST/CORROSION | PAINT | PAINTED | Y
STAIR | STAIR | NOI | NOISE | CORROSION | RUST/CORROSION | PATCH | PATCHED/PAVED | Y
STAIR | STAIR | NOI | NOISE | CORROSION | RUST/CORROSION | PUMP | PUMPED OUT/EMPTIED | Y
STAIR | STAIR | NOI | NOISE | CORROSION | RUST/CORROSION | REFILL | REFILLED | Y
STAIR | STAIR | NOI | NOISE | CORROSION | RUST/CORROSION | REINS | REINSTALLED | Y
STAIR | STAIR | NOI | NOISE | CORROSION | RUST/CORROSION | REMOVE | REMOVED | Y
STAIR | STAIR | NOI | NOISE | CORROSION | RUST/CORROSION | REP | REPAIRED/RESTORED/ADJUSTED | Y
STAIR | STAIR | NOI | NOISE | CORROSION | RUST/CORROSION | RESEAL | RESEALED/REPACKED | Y
STAIR | STAIR | NOI | NOISE | CORROSION | RUST/CORROSION | RESET | RESET/RESTARTED | Y
STAIR | STAIR | NOI | NOISE | CORROSION | RUST/CORROSION | REWIRE | REWIRED | Y
STAIR | STAIR | NOI | NOISE | CORROSION | RUST/CORROSION | RPL | REPLACED | Y
STAIR | STAIR | NOI | NOISE | DAMAGE | DAMAGED/BROKEN | MOD | MODIFIED | Y
STAIR | STAIR | NOI | NOISE | DAMAGE | DAMAGED/BROKEN | CLEAN | CLEANED | Y
STAIR | STAIR | NOI | NOISE | DAMAGE | DAMAGED/BROKEN | CLOSE | SECURED/CLOSED | Y
STAIR | STAIR | NOI | NOISE | DAMAGE | DAMAGED/BROKEN | CONN | CONNECTED | Y
STAIR | STAIR | NOI | NOISE | DAMAGE | DAMAGED/BROKEN | DISCONN | DISCONNECTED | Y
STAIR | STAIR | NOI | NOISE | DAMAGE | DAMAGED/BROKEN | LUB | LUBRICATED | Y
STAIR | STAIR | NOI | NOISE | DAMAGE | DAMAGED/BROKEN | NOF | NO FAULT FOUND | Y
STAIR | STAIR | NOI | NOISE | DAMAGE | DAMAGED/BROKEN | OTHER-R | OTHER REMEDY | Y
STAIR | STAIR | NOI | NOISE | DAMAGE | DAMAGED/BROKEN | OVH | OVERHAULED/REBUILT/REFURBISHED | Y
STAIR | STAIR | NOI | NOISE | DAMAGE | DAMAGED/BROKEN | PAINT | PAINTED | Y
STAIR | STAIR | NOI | NOISE | DAMAGE | DAMAGED/BROKEN | PATCH | PATCHED/PAVED | Y
STAIR | STAIR | NOI | NOISE | DAMAGE | DAMAGED/BROKEN | PUMP | PUMPED OUT/EMPTIED | Y
STAIR | STAIR | NOI | NOISE | DAMAGE | DAMAGED/BROKEN | REFILL | REFILLED | Y
STAIR | STAIR | NOI | NOISE | DAMAGE | DAMAGED/BROKEN | REINS | REINSTALLED | Y
STAIR | STAIR | NOI | NOISE | DAMAGE | DAMAGED/BROKEN | REMOVE | REMOVED | Y
STAIR | STAIR | NOI | NOISE | DAMAGE | DAMAGED/BROKEN | REP | REPAIRED/RESTORED/ADJUSTED | Y
STAIR | STAIR | NOI | NOISE | DAMAGE | DAMAGED/BROKEN | RESEAL | RESEALED/REPACKED | Y
STAIR | STAIR | NOI | NOISE | DAMAGE | DAMAGED/BROKEN | RESET | RESET/RESTARTED | Y
STAIR | STAIR | NOI | NOISE | DAMAGE | DAMAGED/BROKEN | REWIRE | REWIRED | Y
STAIR | STAIR | NOI | NOISE | DAMAGE | DAMAGED/BROKEN | RPL | REPLACED | Y
STAIR | STAIR | NOI | NOISE | DESGEN | DESIGN RELATED | MOD | MODIFIED | Y
STAIR | STAIR | NOI | NOISE | DESGEN | DESIGN RELATED | CLEAN | CLEANED | Y
STAIR | STAIR | NOI | NOISE | DESGEN | DESIGN RELATED | CLOSE | SECURED/CLOSED | Y
STAIR | STAIR | NOI | NOISE | DESGEN | DESIGN RELATED | CONN | CONNECTED | Y
STAIR | STAIR | NOI | NOISE | DESGEN | DESIGN RELATED | DISCONN | DISCONNECTED | Y
STAIR | STAIR | NOI | NOISE | DESGEN | DESIGN RELATED | LUB | LUBRICATED | Y
STAIR | STAIR | NOI | NOISE | DESGEN | DESIGN RELATED | NOF | NO FAULT FOUND | Y
STAIR | STAIR | NOI | NOISE | DESGEN | DESIGN RELATED | OTHER-R | OTHER REMEDY | Y
STAIR | STAIR | NOI | NOISE | DESGEN | DESIGN RELATED | OVH | OVERHAULED/REBUILT/REFURBISHED | Y
STAIR | STAIR | NOI | NOISE | DESGEN | DESIGN RELATED | PAINT | PAINTED | Y
STAIR | STAIR | NOI | NOISE | DESGEN | DESIGN RELATED | PATCH | PATCHED/PAVED | Y
STAIR | STAIR | NOI | NOISE | DESGEN | DESIGN RELATED | PUMP | PUMPED OUT/EMPTIED | Y
STAIR | STAIR | NOI | NOISE | DESGEN | DESIGN RELATED | REFILL | REFILLED | Y
STAIR | STAIR | NOI | NOISE | DESGEN | DESIGN RELATED | REINS | REINSTALLED | Y
STAIR | STAIR | NOI | NOISE | DESGEN | DESIGN RELATED | REMOVE | REMOVED | Y
STAIR | STAIR | NOI | NOISE | DESGEN | DESIGN RELATED | REP | REPAIRED/RESTORED/ADJUSTED | Y
STAIR | STAIR | NOI | NOISE | DESGEN | DESIGN RELATED | RESEAL | RESEALED/REPACKED | Y
STAIR | STAIR | NOI | NOISE | DESGEN | DESIGN RELATED | RESET | RESET/RESTARTED | Y
STAIR | STAIR | NOI | NOISE | DESGEN | DESIGN RELATED | REWIRE | REWIRED | Y
STAIR | STAIR | NOI | NOISE | DESGEN | DESIGN RELATED | RPL | REPLACED | Y
STAIR | STAIR | NOI | NOISE | DIRTY | DIRTY | MOD | MODIFIED | Y
STAIR | STAIR | NOI | NOISE | DIRTY | DIRTY | CLEAN | CLEANED | Y
STAIR | STAIR | NOI | NOISE | DIRTY | DIRTY | CLOSE | SECURED/CLOSED | Y
STAIR | STAIR | NOI | NOISE | DIRTY | DIRTY | CONN | CONNECTED | Y
STAIR | STAIR | NOI | NOISE | DIRTY | DIRTY | DISCONN | DISCONNECTED | Y
STAIR | STAIR | NOI | NOISE | DIRTY | DIRTY | LUB | LUBRICATED | Y
STAIR | STAIR | NOI | NOISE | DIRTY | DIRTY | NOF | NO FAULT FOUND | Y
STAIR | STAIR | NOI | NOISE | DIRTY | DIRTY | OTHER-R | OTHER REMEDY | Y
STAIR | STAIR | NOI | NOISE | DIRTY | DIRTY | OVH | OVERHAULED/REBUILT/REFURBISHED | Y
STAIR | STAIR | NOI | NOISE | DIRTY | DIRTY | PAINT | PAINTED | Y
STAIR | STAIR | NOI | NOISE | DIRTY | DIRTY | PATCH | PATCHED/PAVED | Y
STAIR | STAIR | NOI | NOISE | DIRTY | DIRTY | PUMP | PUMPED OUT/EMPTIED | Y
STAIR | STAIR | NOI | NOISE | DIRTY | DIRTY | REFILL | REFILLED | Y
STAIR | STAIR | NOI | NOISE | DIRTY | DIRTY | REINS | REINSTALLED | Y
STAIR | STAIR | NOI | NOISE | DIRTY | DIRTY | REMOVE | REMOVED | Y
STAIR | STAIR | NOI | NOISE | DIRTY | DIRTY | REP | REPAIRED/RESTORED/ADJUSTED | Y
STAIR | STAIR | NOI | NOISE | DIRTY | DIRTY | RESEAL | RESEALED/REPACKED | Y
STAIR | STAIR | NOI | NOISE | DIRTY | DIRTY | RESET | RESET/RESTARTED | Y
STAIR | STAIR | NOI | NOISE | DIRTY | DIRTY | REWIRE | REWIRED | Y
STAIR | STAIR | NOI | NOISE | DIRTY | DIRTY | RPL | REPLACED | Y
STAIR | STAIR | NOI | NOISE | EXPWT | EXPECTED WEAR AND TEAR | MOD | MODIFIED | Y
STAIR | STAIR | NOI | NOISE | EXPWT | EXPECTED WEAR AND TEAR | CLEAN | CLEANED | Y
STAIR | STAIR | NOI | NOISE | EXPWT | EXPECTED WEAR AND TEAR | CLOSE | SECURED/CLOSED | Y
STAIR | STAIR | NOI | NOISE | EXPWT | EXPECTED WEAR AND TEAR | CONN | CONNECTED | Y
STAIR | STAIR | NOI | NOISE | EXPWT | EXPECTED WEAR AND TEAR | DISCONN | DISCONNECTED | Y
STAIR | STAIR | NOI | NOISE | EXPWT | EXPECTED WEAR AND TEAR | LUB | LUBRICATED | Y
STAIR | STAIR | NOI | NOISE | EXPWT | EXPECTED WEAR AND TEAR | NOF | NO FAULT FOUND | Y
STAIR | STAIR | NOI | NOISE | EXPWT | EXPECTED WEAR AND TEAR | OTHER-R | OTHER REMEDY | Y
STAIR | STAIR | NOI | NOISE | EXPWT | EXPECTED WEAR AND TEAR | OVH | OVERHAULED/REBUILT/REFURBISHED | Y
STAIR | STAIR | NOI | NOISE | EXPWT | EXPECTED WEAR AND TEAR | PAINT | PAINTED | Y
STAIR | STAIR | NOI | NOISE | EXPWT | EXPECTED WEAR AND TEAR | PATCH | PATCHED/PAVED | Y
STAIR | STAIR | NOI | NOISE | EXPWT | EXPECTED WEAR AND TEAR | PUMP | PUMPED OUT/EMPTIED | Y
STAIR | STAIR | NOI | NOISE | EXPWT | EXPECTED WEAR AND TEAR | REFILL | REFILLED | Y
STAIR | STAIR | NOI | NOISE | EXPWT | EXPECTED WEAR AND TEAR | REINS | REINSTALLED | Y
STAIR | STAIR | NOI | NOISE | EXPWT | EXPECTED WEAR AND TEAR | REMOVE | REMOVED | Y
STAIR | STAIR | NOI | NOISE | EXPWT | EXPECTED WEAR AND TEAR | REP | REPAIRED/RESTORED/ADJUSTED | Y
STAIR | STAIR | NOI | NOISE | EXPWT | EXPECTED WEAR AND TEAR | RESEAL | RESEALED/REPACKED | Y
STAIR | STAIR | NOI | NOISE | EXPWT | EXPECTED WEAR AND TEAR | RESET | RESET/RESTARTED | Y
STAIR | STAIR | NOI | NOISE | EXPWT | EXPECTED WEAR AND TEAR | REWIRE | REWIRED | Y
STAIR | STAIR | NOI | NOISE | EXPWT | EXPECTED WEAR AND TEAR | RPL | REPLACED | Y
STAIR | STAIR | NOI | NOISE | FABGEN | FABRICATION/INSTALLATION RELATED | MOD | MODIFIED | Y
STAIR | STAIR | NOI | NOISE | FABGEN | FABRICATION/INSTALLATION RELATED | CLEAN | CLEANED | Y
STAIR | STAIR | NOI | NOISE | FABGEN | FABRICATION/INSTALLATION RELATED | CLOSE | SECURED/CLOSED | Y
STAIR | STAIR | NOI | NOISE | FABGEN | FABRICATION/INSTALLATION RELATED | CONN | CONNECTED | Y
STAIR | STAIR | NOI | NOISE | FABGEN | FABRICATION/INSTALLATION RELATED | DISCONN | DISCONNECTED | Y
STAIR | STAIR | NOI | NOISE | FABGEN | FABRICATION/INSTALLATION RELATED | LUB | LUBRICATED | Y
STAIR | STAIR | NOI | NOISE | FABGEN | FABRICATION/INSTALLATION RELATED | NOF | NO FAULT FOUND | Y
STAIR | STAIR | NOI | NOISE | FABGEN | FABRICATION/INSTALLATION RELATED | OTHER-R | OTHER REMEDY | Y
STAIR | STAIR | NOI | NOISE | FABGEN | FABRICATION/INSTALLATION RELATED | OVH | OVERHAULED/REBUILT/REFURBISHED | Y
STAIR | STAIR | NOI | NOISE | FABGEN | FABRICATION/INSTALLATION RELATED | PAINT | PAINTED | Y
STAIR | STAIR | NOI | NOISE | FABGEN | FABRICATION/INSTALLATION RELATED | PATCH | PATCHED/PAVED | Y
STAIR | STAIR | NOI | NOISE | FABGEN | FABRICATION/INSTALLATION RELATED | PUMP | PUMPED OUT/EMPTIED | Y
STAIR | STAIR | NOI | NOISE | FABGEN | FABRICATION/INSTALLATION RELATED | REFILL | REFILLED | Y
STAIR | STAIR | NOI | NOISE | FABGEN | FABRICATION/INSTALLATION RELATED | REINS | REINSTALLED | Y
STAIR | STAIR | NOI | NOISE | FABGEN | FABRICATION/INSTALLATION RELATED | REMOVE | REMOVED | Y
STAIR | STAIR | NOI | NOISE | FABGEN | FABRICATION/INSTALLATION RELATED | REP | REPAIRED/RESTORED/ADJUSTED | Y
STAIR | STAIR | NOI | NOISE | FABGEN | FABRICATION/INSTALLATION RELATED | RESEAL | RESEALED/REPACKED | Y
STAIR | STAIR | NOI | NOISE | FABGEN | FABRICATION/INSTALLATION RELATED | RESET | RESET/RESTARTED | Y
STAIR | STAIR | NOI | NOISE | FABGEN | FABRICATION/INSTALLATION RELATED | REWIRE | REWIRED | Y
STAIR | STAIR | NOI | NOISE | FABGEN | FABRICATION/INSTALLATION RELATED | RPL | REPLACED | Y
STAIR | STAIR | NOI | NOISE | IMPMAT | IMPROPER MATERIAL | MOD | MODIFIED | Y
STAIR | STAIR | NOI | NOISE | IMPMAT | IMPROPER MATERIAL | CLEAN | CLEANED | Y
STAIR | STAIR | NOI | NOISE | IMPMAT | IMPROPER MATERIAL | CLOSE | SECURED/CLOSED | Y
STAIR | STAIR | NOI | NOISE | IMPMAT | IMPROPER MATERIAL | CONN | CONNECTED | Y
STAIR | STAIR | NOI | NOISE | IMPMAT | IMPROPER MATERIAL | DISCONN | DISCONNECTED | Y
STAIR | STAIR | NOI | NOISE | IMPMAT | IMPROPER MATERIAL | LUB | LUBRICATED | Y
STAIR | STAIR | NOI | NOISE | IMPMAT | IMPROPER MATERIAL | NOF | NO FAULT FOUND | Y
STAIR | STAIR | NOI | NOISE | IMPMAT | IMPROPER MATERIAL | OTHER-R | OTHER REMEDY | Y
STAIR | STAIR | NOI | NOISE | IMPMAT | IMPROPER MATERIAL | OVH | OVERHAULED/REBUILT/REFURBISHED | Y
STAIR | STAIR | NOI | NOISE | IMPMAT | IMPROPER MATERIAL | PAINT | PAINTED | Y
STAIR | STAIR | NOI | NOISE | IMPMAT | IMPROPER MATERIAL | PATCH | PATCHED/PAVED | Y
STAIR | STAIR | NOI | NOISE | IMPMAT | IMPROPER MATERIAL | PUMP | PUMPED OUT/EMPTIED | Y
STAIR | STAIR | NOI | NOISE | IMPMAT | IMPROPER MATERIAL | REFILL | REFILLED | Y
STAIR | STAIR | NOI | NOISE | IMPMAT | IMPROPER MATERIAL | REINS | REINSTALLED | Y
STAIR | STAIR | NOI | NOISE | IMPMAT | IMPROPER MATERIAL | REMOVE | REMOVED | Y
STAIR | STAIR | NOI | NOISE | IMPMAT | IMPROPER MATERIAL | REP | REPAIRED/RESTORED/ADJUSTED | Y
STAIR | STAIR | NOI | NOISE | IMPMAT | IMPROPER MATERIAL | RESEAL | RESEALED/REPACKED | Y
STAIR | STAIR | NOI | NOISE | IMPMAT | IMPROPER MATERIAL | RESET | RESET/RESTARTED | Y
STAIR | STAIR | NOI | NOISE | IMPMAT | IMPROPER MATERIAL | REWIRE | REWIRED | Y
STAIR | STAIR | NOI | NOISE | IMPMAT | IMPROPER MATERIAL | RPL | REPLACED | Y
STAIR | STAIR | NOI | NOISE | LEAK | LEAK | MOD | MODIFIED | Y
STAIR | STAIR | NOI | NOISE | LEAK | LEAK | CLEAN | CLEANED | Y
STAIR | STAIR | NOI | NOISE | LEAK | LEAK | CLOSE | SECURED/CLOSED | Y
STAIR | STAIR | NOI | NOISE | LEAK | LEAK | CONN | CONNECTED | Y
STAIR | STAIR | NOI | NOISE | LEAK | LEAK | DISCONN | DISCONNECTED | Y
STAIR | STAIR | NOI | NOISE | LEAK | LEAK | LUB | LUBRICATED | Y
STAIR | STAIR | NOI | NOISE | LEAK | LEAK | NOF | NO FAULT FOUND | Y
STAIR | STAIR | NOI | NOISE | LEAK | LEAK | OTHER-R | OTHER REMEDY | Y
STAIR | STAIR | NOI | NOISE | LEAK | LEAK | OVH | OVERHAULED/REBUILT/REFURBISHED | Y
STAIR | STAIR | NOI | NOISE | LEAK | LEAK | PAINT | PAINTED | Y
STAIR | STAIR | NOI | NOISE | LEAK | LEAK | PATCH | PATCHED/PAVED | Y
STAIR | STAIR | NOI | NOISE | LEAK | LEAK | PUMP | PUMPED OUT/EMPTIED | Y
STAIR | STAIR | NOI | NOISE | LEAK | LEAK | REFILL | REFILLED | Y
STAIR | STAIR | NOI | NOISE | LEAK | LEAK | REINS | REINSTALLED | Y
STAIR | STAIR | NOI | NOISE | LEAK | LEAK | REMOVE | REMOVED | Y
STAIR | STAIR | NOI | NOISE | LEAK | LEAK | REP | REPAIRED/RESTORED/ADJUSTED | Y
STAIR | STAIR | NOI | NOISE | LEAK | LEAK | RESEAL | RESEALED/REPACKED | Y
STAIR | STAIR | NOI | NOISE | LEAK | LEAK | RESET | RESET/RESTARTED | Y
STAIR | STAIR | NOI | NOISE | LEAK | LEAK | REWIRE | REWIRED | Y
STAIR | STAIR | NOI | NOISE | LEAK | LEAK | RPL | REPLACED | Y
STAIR | STAIR | NOI | NOISE | LOOSE | LOOSE/MISALIGNED | MOD | MODIFIED | Y
STAIR | STAIR | NOI | NOISE | LOOSE | LOOSE/MISALIGNED | CLEAN | CLEANED | Y
STAIR | STAIR | NOI | NOISE | LOOSE | LOOSE/MISALIGNED | CLOSE | SECURED/CLOSED | Y
STAIR | STAIR | NOI | NOISE | LOOSE | LOOSE/MISALIGNED | CONN | CONNECTED | Y
STAIR | STAIR | NOI | NOISE | LOOSE | LOOSE/MISALIGNED | DISCONN | DISCONNECTED | Y
STAIR | STAIR | NOI | NOISE | LOOSE | LOOSE/MISALIGNED | LUB | LUBRICATED | Y
STAIR | STAIR | NOI | NOISE | LOOSE | LOOSE/MISALIGNED | NOF | NO FAULT FOUND | Y
STAIR | STAIR | NOI | NOISE | LOOSE | LOOSE/MISALIGNED | OTHER-R | OTHER REMEDY | Y
STAIR | STAIR | NOI | NOISE | LOOSE | LOOSE/MISALIGNED | OVH | OVERHAULED/REBUILT/REFURBISHED | Y
STAIR | STAIR | NOI | NOISE | LOOSE | LOOSE/MISALIGNED | PAINT | PAINTED | Y
STAIR | STAIR | NOI | NOISE | LOOSE | LOOSE/MISALIGNED | PATCH | PATCHED/PAVED | Y
STAIR | STAIR | NOI | NOISE | LOOSE | LOOSE/MISALIGNED | PUMP | PUMPED OUT/EMPTIED | Y
STAIR | STAIR | NOI | NOISE | LOOSE | LOOSE/MISALIGNED | REFILL | REFILLED | Y
STAIR | STAIR | NOI | NOISE | LOOSE | LOOSE/MISALIGNED | REINS | REINSTALLED | Y
STAIR | STAIR | NOI | NOISE | LOOSE | LOOSE/MISALIGNED | REMOVE | REMOVED | Y
STAIR | STAIR | NOI | NOISE | LOOSE | LOOSE/MISALIGNED | REP | REPAIRED/RESTORED/ADJUSTED | Y
STAIR | STAIR | NOI | NOISE | LOOSE | LOOSE/MISALIGNED | RESEAL | RESEALED/REPACKED | Y
STAIR | STAIR | NOI | NOISE | LOOSE | LOOSE/MISALIGNED | RESET | RESET/RESTARTED | Y
STAIR | STAIR | NOI | NOISE | LOOSE | LOOSE/MISALIGNED | REWIRE | REWIRED | Y
STAIR | STAIR | NOI | NOISE | LOOSE | LOOSE/MISALIGNED | RPL | REPLACED | Y
STAIR | STAIR | NOI | NOISE | NOCAUSE | NO CAUSE FOUND | MOD | MODIFIED | Y
STAIR | STAIR | NOI | NOISE | NOCAUSE | NO CAUSE FOUND | CLEAN | CLEANED | Y
STAIR | STAIR | NOI | NOISE | NOCAUSE | NO CAUSE FOUND | CLOSE | SECURED/CLOSED | Y
STAIR | STAIR | NOI | NOISE | NOCAUSE | NO CAUSE FOUND | CONN | CONNECTED | Y
STAIR | STAIR | NOI | NOISE | NOCAUSE | NO CAUSE FOUND | DISCONN | DISCONNECTED | Y
STAIR | STAIR | NOI | NOISE | NOCAUSE | NO CAUSE FOUND | LUB | LUBRICATED | Y
STAIR | STAIR | NOI | NOISE | NOCAUSE | NO CAUSE FOUND | NOF | NO FAULT FOUND | Y
STAIR | STAIR | NOI | NOISE | NOCAUSE | NO CAUSE FOUND | OTHER-R | OTHER REMEDY | Y
STAIR | STAIR | NOI | NOISE | NOCAUSE | NO CAUSE FOUND | OVH | OVERHAULED/REBUILT/REFURBISHED | Y
STAIR | STAIR | NOI | NOISE | NOCAUSE | NO CAUSE FOUND | PAINT | PAINTED | Y
STAIR | STAIR | NOI | NOISE | NOCAUSE | NO CAUSE FOUND | PATCH | PATCHED/PAVED | Y
STAIR | STAIR | NOI | NOISE | NOCAUSE | NO CAUSE FOUND | PUMP | PUMPED OUT/EMPTIED | Y
STAIR | STAIR | NOI | NOISE | NOCAUSE | NO CAUSE FOUND | REFILL | REFILLED | Y
STAIR | STAIR | NOI | NOISE | NOCAUSE | NO CAUSE FOUND | REINS | REINSTALLED | Y
STAIR | STAIR | NOI | NOISE | NOCAUSE | NO CAUSE FOUND | REMOVE | REMOVED | Y
STAIR | STAIR | NOI | NOISE | NOCAUSE | NO CAUSE FOUND | REP | REPAIRED/RESTORED/ADJUSTED | Y
STAIR | STAIR | NOI | NOISE | NOCAUSE | NO CAUSE FOUND | RESEAL | RESEALED/REPACKED | Y
STAIR | STAIR | NOI | NOISE | NOCAUSE | NO CAUSE FOUND | RESET | RESET/RESTARTED | Y
STAIR | STAIR | NOI | NOISE | NOCAUSE | NO CAUSE FOUND | REWIRE | REWIRED | Y
STAIR | STAIR | NOI | NOISE | NOCAUSE | NO CAUSE FOUND | RPL | REPLACED | Y
STAIR | STAIR | NOI | NOISE | OBSTR | JAMMED/OBSTRUCTED | MOD | MODIFIED | Y
STAIR | STAIR | NOI | NOISE | OBSTR | JAMMED/OBSTRUCTED | CLEAN | CLEANED | Y
STAIR | STAIR | NOI | NOISE | OBSTR | JAMMED/OBSTRUCTED | CLOSE | SECURED/CLOSED | Y
STAIR | STAIR | NOI | NOISE | OBSTR | JAMMED/OBSTRUCTED | CONN | CONNECTED | Y
STAIR | STAIR | NOI | NOISE | OBSTR | JAMMED/OBSTRUCTED | DISCONN | DISCONNECTED | Y
STAIR | STAIR | NOI | NOISE | OBSTR | JAMMED/OBSTRUCTED | LUB | LUBRICATED | Y
STAIR | STAIR | NOI | NOISE | OBSTR | JAMMED/OBSTRUCTED | NOF | NO FAULT FOUND | Y
STAIR | STAIR | NOI | NOISE | OBSTR | JAMMED/OBSTRUCTED | OTHER-R | OTHER REMEDY | Y
STAIR | STAIR | NOI | NOISE | OBSTR | JAMMED/OBSTRUCTED | OVH | OVERHAULED/REBUILT/REFURBISHED | Y
STAIR | STAIR | NOI | NOISE | OBSTR | JAMMED/OBSTRUCTED | PAINT | PAINTED | Y
STAIR | STAIR | NOI | NOISE | OBSTR | JAMMED/OBSTRUCTED | PATCH | PATCHED/PAVED | Y
STAIR | STAIR | NOI | NOISE | OBSTR | JAMMED/OBSTRUCTED | PUMP | PUMPED OUT/EMPTIED | Y
STAIR | STAIR | NOI | NOISE | OBSTR | JAMMED/OBSTRUCTED | REFILL | REFILLED | Y
STAIR | STAIR | NOI | NOISE | OBSTR | JAMMED/OBSTRUCTED | REINS | REINSTALLED | Y
STAIR | STAIR | NOI | NOISE | OBSTR | JAMMED/OBSTRUCTED | REMOVE | REMOVED | Y
STAIR | STAIR | NOI | NOISE | OBSTR | JAMMED/OBSTRUCTED | REP | REPAIRED/RESTORED/ADJUSTED | Y
STAIR | STAIR | NOI | NOISE | OBSTR | JAMMED/OBSTRUCTED | RESEAL | RESEALED/REPACKED | Y
STAIR | STAIR | NOI | NOISE | OBSTR | JAMMED/OBSTRUCTED | RESET | RESET/RESTARTED | Y
STAIR | STAIR | NOI | NOISE | OBSTR | JAMMED/OBSTRUCTED | REWIRE | REWIRED | Y
STAIR | STAIR | NOI | NOISE | OBSTR | JAMMED/OBSTRUCTED | RPL | REPLACED | Y
STAIR | STAIR | NOI | NOISE | OPSERRMTCERR | OPERATIONS/MAINTENANCE RELATED | MOD | MODIFIED | Y
STAIR | STAIR | NOI | NOISE | OPSERRMTCERR | OPERATIONS/MAINTENANCE RELATED | CLEAN | CLEANED | Y
STAIR | STAIR | NOI | NOISE | OPSERRMTCERR | OPERATIONS/MAINTENANCE RELATED | CLOSE | SECURED/CLOSED | Y
STAIR | STAIR | NOI | NOISE | OPSERRMTCERR | OPERATIONS/MAINTENANCE RELATED | CONN | CONNECTED | Y
STAIR | STAIR | NOI | NOISE | OPSERRMTCERR | OPERATIONS/MAINTENANCE RELATED | DISCONN | DISCONNECTED | Y
STAIR | STAIR | NOI | NOISE | OPSERRMTCERR | OPERATIONS/MAINTENANCE RELATED | LUB | LUBRICATED | Y
STAIR | STAIR | NOI | NOISE | OPSERRMTCERR | OPERATIONS/MAINTENANCE RELATED | NOF | NO FAULT FOUND | Y
STAIR | STAIR | NOI | NOISE | OPSERRMTCERR | OPERATIONS/MAINTENANCE RELATED | OTHER-R | OTHER REMEDY | Y
STAIR | STAIR | NOI | NOISE | OPSERRMTCERR | OPERATIONS/MAINTENANCE RELATED | OVH | OVERHAULED/REBUILT/REFURBISHED | Y
STAIR | STAIR | NOI | NOISE | OPSERRMTCERR | OPERATIONS/MAINTENANCE RELATED | PAINT | PAINTED | Y
STAIR | STAIR | NOI | NOISE | OPSERRMTCERR | OPERATIONS/MAINTENANCE RELATED | PATCH | PATCHED/PAVED | Y
STAIR | STAIR | NOI | NOISE | OPSERRMTCERR | OPERATIONS/MAINTENANCE RELATED | PUMP | PUMPED OUT/EMPTIED | Y
STAIR | STAIR | NOI | NOISE | OPSERRMTCERR | OPERATIONS/MAINTENANCE RELATED | REFILL | REFILLED | Y
STAIR | STAIR | NOI | NOISE | OPSERRMTCERR | OPERATIONS/MAINTENANCE RELATED | REINS | REINSTALLED | Y
STAIR | STAIR | NOI | NOISE | OPSERRMTCERR | OPERATIONS/MAINTENANCE RELATED | REMOVE | REMOVED | Y
STAIR | STAIR | NOI | NOISE | OPSERRMTCERR | OPERATIONS/MAINTENANCE RELATED | REP | REPAIRED/RESTORED/ADJUSTED | Y
STAIR | STAIR | NOI | NOISE | OPSERRMTCERR | OPERATIONS/MAINTENANCE RELATED | RESEAL | RESEALED/REPACKED | Y
STAIR | STAIR | NOI | NOISE | OPSERRMTCERR | OPERATIONS/MAINTENANCE RELATED | RESET | RESET/RESTARTED | Y
STAIR | STAIR | NOI | NOISE | OPSERRMTCERR | OPERATIONS/MAINTENANCE RELATED | REWIRE | REWIRED | Y
STAIR | STAIR | NOI | NOISE | OPSERRMTCERR | OPERATIONS/MAINTENANCE RELATED | RPL | REPLACED | Y
STAIR | STAIR | NOI | NOISE | OTHER-C | OTHER CAUSE | MOD | MODIFIED | Y
STAIR | STAIR | NOI | NOISE | OTHER-C | OTHER CAUSE | CLEAN | CLEANED | Y
STAIR | STAIR | NOI | NOISE | OTHER-C | OTHER CAUSE | CLOSE | SECURED/CLOSED | Y
STAIR | STAIR | NOI | NOISE | OTHER-C | OTHER CAUSE | CONN | CONNECTED | Y
STAIR | STAIR | NOI | NOISE | OTHER-C | OTHER CAUSE | DISCONN | DISCONNECTED | Y
STAIR | STAIR | NOI | NOISE | OTHER-C | OTHER CAUSE | LUB | LUBRICATED | Y
STAIR | STAIR | NOI | NOISE | OTHER-C | OTHER CAUSE | NOF | NO FAULT FOUND | Y
STAIR | STAIR | NOI | NOISE | OTHER-C | OTHER CAUSE | OTHER-R | OTHER REMEDY | Y
STAIR | STAIR | NOI | NOISE | OTHER-C | OTHER CAUSE | OVH | OVERHAULED/REBUILT/REFURBISHED | Y
STAIR | STAIR | NOI | NOISE | OTHER-C | OTHER CAUSE | PAINT | PAINTED | Y
STAIR | STAIR | NOI | NOISE | OTHER-C | OTHER CAUSE | PATCH | PATCHED/PAVED | Y
STAIR | STAIR | NOI | NOISE | OTHER-C | OTHER CAUSE | PUMP | PUMPED OUT/EMPTIED | Y
STAIR | STAIR | NOI | NOISE | OTHER-C | OTHER CAUSE | REFILL | REFILLED | Y
STAIR | STAIR | NOI | NOISE | OTHER-C | OTHER CAUSE | REINS | REINSTALLED | Y
STAIR | STAIR | NOI | NOISE | OTHER-C | OTHER CAUSE | REMOVE | REMOVED | Y
STAIR | STAIR | NOI | NOISE | OTHER-C | OTHER CAUSE | REP | REPAIRED/RESTORED/ADJUSTED | Y
STAIR | STAIR | NOI | NOISE | OTHER-C | OTHER CAUSE | RESEAL | RESEALED/REPACKED | Y
STAIR | STAIR | NOI | NOISE | OTHER-C | OTHER CAUSE | RESET | RESET/RESTARTED | Y
STAIR | STAIR | NOI | NOISE | OTHER-C | OTHER CAUSE | REWIRE | REWIRED | Y
STAIR | STAIR | NOI | NOISE | OTHER-C | OTHER CAUSE | RPL | REPLACED | Y
STAIR | STAIR | NOI | NOISE | POWERSUP | POWER SUPPLY | MOD | MODIFIED | Y
STAIR | STAIR | NOI | NOISE | POWERSUP | POWER SUPPLY | CLEAN | CLEANED | Y
STAIR | STAIR | NOI | NOISE | POWERSUP | POWER SUPPLY | CLOSE | SECURED/CLOSED | Y
STAIR | STAIR | NOI | NOISE | POWERSUP | POWER SUPPLY | CONN | CONNECTED | Y
STAIR | STAIR | NOI | NOISE | POWERSUP | POWER SUPPLY | DISCONN | DISCONNECTED | Y
STAIR | STAIR | NOI | NOISE | POWERSUP | POWER SUPPLY | LUB | LUBRICATED | Y
STAIR | STAIR | NOI | NOISE | POWERSUP | POWER SUPPLY | NOF | NO FAULT FOUND | Y
STAIR | STAIR | NOI | NOISE | POWERSUP | POWER SUPPLY | OTHER-R | OTHER REMEDY | Y
STAIR | STAIR | NOI | NOISE | POWERSUP | POWER SUPPLY | OVH | OVERHAULED/REBUILT/REFURBISHED | Y
STAIR | STAIR | NOI | NOISE | POWERSUP | POWER SUPPLY | PAINT | PAINTED | Y
STAIR | STAIR | NOI | NOISE | POWERSUP | POWER SUPPLY | PATCH | PATCHED/PAVED | Y
STAIR | STAIR | NOI | NOISE | POWERSUP | POWER SUPPLY | PUMP | PUMPED OUT/EMPTIED | Y
STAIR | STAIR | NOI | NOISE | POWERSUP | POWER SUPPLY | REFILL | REFILLED | Y
STAIR | STAIR | NOI | NOISE | POWERSUP | POWER SUPPLY | REINS | REINSTALLED | Y
STAIR | STAIR | NOI | NOISE | POWERSUP | POWER SUPPLY | REMOVE | REMOVED | Y
STAIR | STAIR | NOI | NOISE | POWERSUP | POWER SUPPLY | REP | REPAIRED/RESTORED/ADJUSTED | Y
STAIR | STAIR | NOI | NOISE | POWERSUP | POWER SUPPLY | RESEAL | RESEALED/REPACKED | Y
STAIR | STAIR | NOI | NOISE | POWERSUP | POWER SUPPLY | RESET | RESET/RESTARTED | Y
STAIR | STAIR | NOI | NOISE | POWERSUP | POWER SUPPLY | REWIRE | REWIRED | Y
STAIR | STAIR | NOI | NOISE | POWERSUP | POWER SUPPLY | RPL | REPLACED | Y
STAIR | STAIR | NOI | NOISE | SENSOR | FAULTY SENSOR | MOD | MODIFIED | Y
STAIR | STAIR | NOI | NOISE | SENSOR | FAULTY SENSOR | CLEAN | CLEANED | Y
STAIR | STAIR | NOI | NOISE | SENSOR | FAULTY SENSOR | CLOSE | SECURED/CLOSED | Y
STAIR | STAIR | NOI | NOISE | SENSOR | FAULTY SENSOR | CONN | CONNECTED | Y
STAIR | STAIR | NOI | NOISE | SENSOR | FAULTY SENSOR | DISCONN | DISCONNECTED | Y
STAIR | STAIR | NOI | NOISE | SENSOR | FAULTY SENSOR | LUB | LUBRICATED | Y
STAIR | STAIR | NOI | NOISE | SENSOR | FAULTY SENSOR | NOF | NO FAULT FOUND | Y
STAIR | STAIR | NOI | NOISE | SENSOR | FAULTY SENSOR | OTHER-R | OTHER REMEDY | Y
STAIR | STAIR | NOI | NOISE | SENSOR | FAULTY SENSOR | OVH | OVERHAULED/REBUILT/REFURBISHED | Y
STAIR | STAIR | NOI | NOISE | SENSOR | FAULTY SENSOR | PAINT | PAINTED | Y
STAIR | STAIR | NOI | NOISE | SENSOR | FAULTY SENSOR | PATCH | PATCHED/PAVED | Y
STAIR | STAIR | NOI | NOISE | SENSOR | FAULTY SENSOR | PUMP | PUMPED OUT/EMPTIED | Y
STAIR | STAIR | NOI | NOISE | SENSOR | FAULTY SENSOR | REFILL | REFILLED | Y
STAIR | STAIR | NOI | NOISE | SENSOR | FAULTY SENSOR | REINS | REINSTALLED | Y
STAIR | STAIR | NOI | NOISE | SENSOR | FAULTY SENSOR | REMOVE | REMOVED | Y
STAIR | STAIR | NOI | NOISE | SENSOR | FAULTY SENSOR | REP | REPAIRED/RESTORED/ADJUSTED | Y
STAIR | STAIR | NOI | NOISE | SENSOR | FAULTY SENSOR | RESEAL | RESEALED/REPACKED | Y
STAIR | STAIR | NOI | NOISE | SENSOR | FAULTY SENSOR | RESET | RESET/RESTARTED | Y
STAIR | STAIR | NOI | NOISE | SENSOR | FAULTY SENSOR | REWIRE | REWIRED | Y
STAIR | STAIR | NOI | NOISE | SENSOR | FAULTY SENSOR | RPL | REPLACED | Y
STAIR | STAIR | OHE | OVERHEATING | BREAKTRP | BREAKER TRIP | MOD | MODIFIED | Y
STAIR | STAIR | OHE | OVERHEATING | BREAKTRP | BREAKER TRIP | CLEAN | CLEANED | Y
STAIR | STAIR | OHE | OVERHEATING | BREAKTRP | BREAKER TRIP | CLOSE | SECURED/CLOSED | Y
STAIR | STAIR | OHE | OVERHEATING | BREAKTRP | BREAKER TRIP | CONN | CONNECTED | Y
STAIR | STAIR | OHE | OVERHEATING | BREAKTRP | BREAKER TRIP | DISCONN | DISCONNECTED | Y
STAIR | STAIR | OHE | OVERHEATING | BREAKTRP | BREAKER TRIP | LUB | LUBRICATED | Y
STAIR | STAIR | OHE | OVERHEATING | BREAKTRP | BREAKER TRIP | NOF | NO FAULT FOUND | Y
STAIR | STAIR | OHE | OVERHEATING | BREAKTRP | BREAKER TRIP | OTHER-R | OTHER REMEDY | Y
STAIR | STAIR | OHE | OVERHEATING | BREAKTRP | BREAKER TRIP | OVH | OVERHAULED/REBUILT/REFURBISHED | Y
STAIR | STAIR | OHE | OVERHEATING | BREAKTRP | BREAKER TRIP | PAINT | PAINTED | Y
STAIR | STAIR | OHE | OVERHEATING | BREAKTRP | BREAKER TRIP | PATCH | PATCHED/PAVED | Y
STAIR | STAIR | OHE | OVERHEATING | BREAKTRP | BREAKER TRIP | PUMP | PUMPED OUT/EMPTIED | Y
STAIR | STAIR | OHE | OVERHEATING | BREAKTRP | BREAKER TRIP | REFILL | REFILLED | Y
STAIR | STAIR | OHE | OVERHEATING | BREAKTRP | BREAKER TRIP | REINS | REINSTALLED | Y
STAIR | STAIR | OHE | OVERHEATING | BREAKTRP | BREAKER TRIP | REMOVE | REMOVED | Y
STAIR | STAIR | OHE | OVERHEATING | BREAKTRP | BREAKER TRIP | REP | REPAIRED/RESTORED/ADJUSTED | Y
STAIR | STAIR | OHE | OVERHEATING | BREAKTRP | BREAKER TRIP | RESEAL | RESEALED/REPACKED | Y
STAIR | STAIR | OHE | OVERHEATING | BREAKTRP | BREAKER TRIP | RESET | RESET/RESTARTED | Y
STAIR | STAIR | OHE | OVERHEATING | BREAKTRP | BREAKER TRIP | REWIRE | REWIRED | Y
STAIR | STAIR | OHE | OVERHEATING | BREAKTRP | BREAKER TRIP | RPL | REPLACED | Y
STAIR | STAIR | OHE | OVERHEATING | CORROSION | RUST/CORROSION | MOD | MODIFIED | Y
STAIR | STAIR | OHE | OVERHEATING | CORROSION | RUST/CORROSION | CLEAN | CLEANED | Y
STAIR | STAIR | OHE | OVERHEATING | CORROSION | RUST/CORROSION | CLOSE | SECURED/CLOSED | Y
STAIR | STAIR | OHE | OVERHEATING | CORROSION | RUST/CORROSION | CONN | CONNECTED | Y
STAIR | STAIR | OHE | OVERHEATING | CORROSION | RUST/CORROSION | DISCONN | DISCONNECTED | Y
STAIR | STAIR | OHE | OVERHEATING | CORROSION | RUST/CORROSION | LUB | LUBRICATED | Y
STAIR | STAIR | OHE | OVERHEATING | CORROSION | RUST/CORROSION | NOF | NO FAULT FOUND | Y
STAIR | STAIR | OHE | OVERHEATING | CORROSION | RUST/CORROSION | OTHER-R | OTHER REMEDY | Y
STAIR | STAIR | OHE | OVERHEATING | CORROSION | RUST/CORROSION | OVH | OVERHAULED/REBUILT/REFURBISHED | Y
STAIR | STAIR | OHE | OVERHEATING | CORROSION | RUST/CORROSION | PAINT | PAINTED | Y
STAIR | STAIR | OHE | OVERHEATING | CORROSION | RUST/CORROSION | PATCH | PATCHED/PAVED | Y
STAIR | STAIR | OHE | OVERHEATING | CORROSION | RUST/CORROSION | PUMP | PUMPED OUT/EMPTIED | Y
STAIR | STAIR | OHE | OVERHEATING | CORROSION | RUST/CORROSION | REFILL | REFILLED | Y
STAIR | STAIR | OHE | OVERHEATING | CORROSION | RUST/CORROSION | REINS | REINSTALLED | Y
STAIR | STAIR | OHE | OVERHEATING | CORROSION | RUST/CORROSION | REMOVE | REMOVED | Y
STAIR | STAIR | OHE | OVERHEATING | CORROSION | RUST/CORROSION | REP | REPAIRED/RESTORED/ADJUSTED | Y
STAIR | STAIR | OHE | OVERHEATING | CORROSION | RUST/CORROSION | RESEAL | RESEALED/REPACKED | Y
STAIR | STAIR | OHE | OVERHEATING | CORROSION | RUST/CORROSION | RESET | RESET/RESTARTED | Y
STAIR | STAIR | OHE | OVERHEATING | CORROSION | RUST/CORROSION | REWIRE | REWIRED | Y
STAIR | STAIR | OHE | OVERHEATING | CORROSION | RUST/CORROSION | RPL | REPLACED | Y
STAIR | STAIR | OHE | OVERHEATING | DAMAGE | DAMAGED/BROKEN | MOD | MODIFIED | Y
STAIR | STAIR | OHE | OVERHEATING | DAMAGE | DAMAGED/BROKEN | CLEAN | CLEANED | Y
STAIR | STAIR | OHE | OVERHEATING | DAMAGE | DAMAGED/BROKEN | CLOSE | SECURED/CLOSED | Y
STAIR | STAIR | OHE | OVERHEATING | DAMAGE | DAMAGED/BROKEN | CONN | CONNECTED | Y
STAIR | STAIR | OHE | OVERHEATING | DAMAGE | DAMAGED/BROKEN | DISCONN | DISCONNECTED | Y
STAIR | STAIR | OHE | OVERHEATING | DAMAGE | DAMAGED/BROKEN | LUB | LUBRICATED | Y
STAIR | STAIR | OHE | OVERHEATING | DAMAGE | DAMAGED/BROKEN | NOF | NO FAULT FOUND | Y
STAIR | STAIR | OHE | OVERHEATING | DAMAGE | DAMAGED/BROKEN | OTHER-R | OTHER REMEDY | Y
STAIR | STAIR | OHE | OVERHEATING | DAMAGE | DAMAGED/BROKEN | OVH | OVERHAULED/REBUILT/REFURBISHED | Y
STAIR | STAIR | OHE | OVERHEATING | DAMAGE | DAMAGED/BROKEN | PAINT | PAINTED | Y
STAIR | STAIR | OHE | OVERHEATING | DAMAGE | DAMAGED/BROKEN | PATCH | PATCHED/PAVED | Y
STAIR | STAIR | OHE | OVERHEATING | DAMAGE | DAMAGED/BROKEN | PUMP | PUMPED OUT/EMPTIED | Y
STAIR | STAIR | OHE | OVERHEATING | DAMAGE | DAMAGED/BROKEN | REFILL | REFILLED | Y
STAIR | STAIR | OHE | OVERHEATING | DAMAGE | DAMAGED/BROKEN | REINS | REINSTALLED | Y
STAIR | STAIR | OHE | OVERHEATING | DAMAGE | DAMAGED/BROKEN | REMOVE | REMOVED | Y
STAIR | STAIR | OHE | OVERHEATING | DAMAGE | DAMAGED/BROKEN | REP | REPAIRED/RESTORED/ADJUSTED | Y
STAIR | STAIR | OHE | OVERHEATING | DAMAGE | DAMAGED/BROKEN | RESEAL | RESEALED/REPACKED | Y
STAIR | STAIR | OHE | OVERHEATING | DAMAGE | DAMAGED/BROKEN | RESET | RESET/RESTARTED | Y
STAIR | STAIR | OHE | OVERHEATING | DAMAGE | DAMAGED/BROKEN | REWIRE | REWIRED | Y
STAIR | STAIR | OHE | OVERHEATING | DAMAGE | DAMAGED/BROKEN | RPL | REPLACED | Y
STAIR | STAIR | OHE | OVERHEATING | DESGEN | DESIGN RELATED | MOD | MODIFIED | Y
STAIR | STAIR | OHE | OVERHEATING | DESGEN | DESIGN RELATED | CLEAN | CLEANED | Y
STAIR | STAIR | OHE | OVERHEATING | DESGEN | DESIGN RELATED | CLOSE | SECURED/CLOSED | Y
STAIR | STAIR | OHE | OVERHEATING | DESGEN | DESIGN RELATED | CONN | CONNECTED | Y
STAIR | STAIR | OHE | OVERHEATING | DESGEN | DESIGN RELATED | DISCONN | DISCONNECTED | Y
STAIR | STAIR | OHE | OVERHEATING | DESGEN | DESIGN RELATED | LUB | LUBRICATED | Y
STAIR | STAIR | OHE | OVERHEATING | DESGEN | DESIGN RELATED | NOF | NO FAULT FOUND | Y
STAIR | STAIR | OHE | OVERHEATING | DESGEN | DESIGN RELATED | OTHER-R | OTHER REMEDY | Y
STAIR | STAIR | OHE | OVERHEATING | DESGEN | DESIGN RELATED | OVH | OVERHAULED/REBUILT/REFURBISHED | Y
STAIR | STAIR | OHE | OVERHEATING | DESGEN | DESIGN RELATED | PAINT | PAINTED | Y
STAIR | STAIR | OHE | OVERHEATING | DESGEN | DESIGN RELATED | PATCH | PATCHED/PAVED | Y
STAIR | STAIR | OHE | OVERHEATING | DESGEN | DESIGN RELATED | PUMP | PUMPED OUT/EMPTIED | Y
STAIR | STAIR | OHE | OVERHEATING | DESGEN | DESIGN RELATED | REFILL | REFILLED | Y
STAIR | STAIR | OHE | OVERHEATING | DESGEN | DESIGN RELATED | REINS | REINSTALLED | Y
STAIR | STAIR | OHE | OVERHEATING | DESGEN | DESIGN RELATED | REMOVE | REMOVED | Y
STAIR | STAIR | OHE | OVERHEATING | DESGEN | DESIGN RELATED | REP | REPAIRED/RESTORED/ADJUSTED | Y
STAIR | STAIR | OHE | OVERHEATING | DESGEN | DESIGN RELATED | RESEAL | RESEALED/REPACKED | Y
STAIR | STAIR | OHE | OVERHEATING | DESGEN | DESIGN RELATED | RESET | RESET/RESTARTED | Y
STAIR | STAIR | OHE | OVERHEATING | DESGEN | DESIGN RELATED | REWIRE | REWIRED | Y
STAIR | STAIR | OHE | OVERHEATING | DESGEN | DESIGN RELATED | RPL | REPLACED | Y
STAIR | STAIR | OHE | OVERHEATING | DIRTY | DIRTY | MOD | MODIFIED | Y
STAIR | STAIR | OHE | OVERHEATING | DIRTY | DIRTY | CLEAN | CLEANED | Y
STAIR | STAIR | OHE | OVERHEATING | DIRTY | DIRTY | CLOSE | SECURED/CLOSED | Y
STAIR | STAIR | OHE | OVERHEATING | DIRTY | DIRTY | CONN | CONNECTED | Y
STAIR | STAIR | OHE | OVERHEATING | DIRTY | DIRTY | DISCONN | DISCONNECTED | Y
STAIR | STAIR | OHE | OVERHEATING | DIRTY | DIRTY | LUB | LUBRICATED | Y
STAIR | STAIR | OHE | OVERHEATING | DIRTY | DIRTY | NOF | NO FAULT FOUND | Y
STAIR | STAIR | OHE | OVERHEATING | DIRTY | DIRTY | OTHER-R | OTHER REMEDY | Y
STAIR | STAIR | OHE | OVERHEATING | DIRTY | DIRTY | OVH | OVERHAULED/REBUILT/REFURBISHED | Y
STAIR | STAIR | OHE | OVERHEATING | DIRTY | DIRTY | PAINT | PAINTED | Y
STAIR | STAIR | OHE | OVERHEATING | DIRTY | DIRTY | PATCH | PATCHED/PAVED | Y
STAIR | STAIR | OHE | OVERHEATING | DIRTY | DIRTY | PUMP | PUMPED OUT/EMPTIED | Y
STAIR | STAIR | OHE | OVERHEATING | DIRTY | DIRTY | REFILL | REFILLED | Y
STAIR | STAIR | OHE | OVERHEATING | DIRTY | DIRTY | REINS | REINSTALLED | Y
STAIR | STAIR | OHE | OVERHEATING | DIRTY | DIRTY | REMOVE | REMOVED | Y
STAIR | STAIR | OHE | OVERHEATING | DIRTY | DIRTY | REP | REPAIRED/RESTORED/ADJUSTED | Y
STAIR | STAIR | OHE | OVERHEATING | DIRTY | DIRTY | RESEAL | RESEALED/REPACKED | Y
STAIR | STAIR | OHE | OVERHEATING | DIRTY | DIRTY | RESET | RESET/RESTARTED | Y
STAIR | STAIR | OHE | OVERHEATING | DIRTY | DIRTY | REWIRE | REWIRED | Y
STAIR | STAIR | OHE | OVERHEATING | DIRTY | DIRTY | RPL | REPLACED | Y
STAIR | STAIR | OHE | OVERHEATING | EXPWT | EXPECTED WEAR AND TEAR | MOD | MODIFIED | Y
STAIR | STAIR | OHE | OVERHEATING | EXPWT | EXPECTED WEAR AND TEAR | CLEAN | CLEANED | Y
STAIR | STAIR | OHE | OVERHEATING | EXPWT | EXPECTED WEAR AND TEAR | CLOSE | SECURED/CLOSED | Y
STAIR | STAIR | OHE | OVERHEATING | EXPWT | EXPECTED WEAR AND TEAR | CONN | CONNECTED | Y
STAIR | STAIR | OHE | OVERHEATING | EXPWT | EXPECTED WEAR AND TEAR | DISCONN | DISCONNECTED | Y
STAIR | STAIR | OHE | OVERHEATING | EXPWT | EXPECTED WEAR AND TEAR | LUB | LUBRICATED | Y
STAIR | STAIR | OHE | OVERHEATING | EXPWT | EXPECTED WEAR AND TEAR | NOF | NO FAULT FOUND | Y
STAIR | STAIR | OHE | OVERHEATING | EXPWT | EXPECTED WEAR AND TEAR | OTHER-R | OTHER REMEDY | Y
STAIR | STAIR | OHE | OVERHEATING | EXPWT | EXPECTED WEAR AND TEAR | OVH | OVERHAULED/REBUILT/REFURBISHED | Y
STAIR | STAIR | OHE | OVERHEATING | EXPWT | EXPECTED WEAR AND TEAR | PAINT | PAINTED | Y
STAIR | STAIR | OHE | OVERHEATING | EXPWT | EXPECTED WEAR AND TEAR | PATCH | PATCHED/PAVED | Y
STAIR | STAIR | OHE | OVERHEATING | EXPWT | EXPECTED WEAR AND TEAR | PUMP | PUMPED OUT/EMPTIED | Y
STAIR | STAIR | OHE | OVERHEATING | EXPWT | EXPECTED WEAR AND TEAR | REFILL | REFILLED | Y
STAIR | STAIR | OHE | OVERHEATING | EXPWT | EXPECTED WEAR AND TEAR | REINS | REINSTALLED | Y
STAIR | STAIR | OHE | OVERHEATING | EXPWT | EXPECTED WEAR AND TEAR | REMOVE | REMOVED | Y
STAIR | STAIR | OHE | OVERHEATING | EXPWT | EXPECTED WEAR AND TEAR | REP | REPAIRED/RESTORED/ADJUSTED | Y
STAIR | STAIR | OHE | OVERHEATING | EXPWT | EXPECTED WEAR AND TEAR | RESEAL | RESEALED/REPACKED | Y
STAIR | STAIR | OHE | OVERHEATING | EXPWT | EXPECTED WEAR AND TEAR | RESET | RESET/RESTARTED | Y
STAIR | STAIR | OHE | OVERHEATING | EXPWT | EXPECTED WEAR AND TEAR | REWIRE | REWIRED | Y
STAIR | STAIR | OHE | OVERHEATING | EXPWT | EXPECTED WEAR AND TEAR | RPL | REPLACED | Y
STAIR | STAIR | OHE | OVERHEATING | FABGEN | FABRICATION/INSTALLATION RELATED | MOD | MODIFIED | Y
STAIR | STAIR | OHE | OVERHEATING | FABGEN | FABRICATION/INSTALLATION RELATED | CLEAN | CLEANED | Y
STAIR | STAIR | OHE | OVERHEATING | FABGEN | FABRICATION/INSTALLATION RELATED | CLOSE | SECURED/CLOSED | Y
STAIR | STAIR | OHE | OVERHEATING | FABGEN | FABRICATION/INSTALLATION RELATED | CONN | CONNECTED | Y
STAIR | STAIR | OHE | OVERHEATING | FABGEN | FABRICATION/INSTALLATION RELATED | DISCONN | DISCONNECTED | Y
STAIR | STAIR | OHE | OVERHEATING | FABGEN | FABRICATION/INSTALLATION RELATED | LUB | LUBRICATED | Y
STAIR | STAIR | OHE | OVERHEATING | FABGEN | FABRICATION/INSTALLATION RELATED | NOF | NO FAULT FOUND | Y
STAIR | STAIR | OHE | OVERHEATING | FABGEN | FABRICATION/INSTALLATION RELATED | OTHER-R | OTHER REMEDY | Y
STAIR | STAIR | OHE | OVERHEATING | FABGEN | FABRICATION/INSTALLATION RELATED | OVH | OVERHAULED/REBUILT/REFURBISHED | Y
STAIR | STAIR | OHE | OVERHEATING | FABGEN | FABRICATION/INSTALLATION RELATED | PAINT | PAINTED | Y
STAIR | STAIR | OHE | OVERHEATING | FABGEN | FABRICATION/INSTALLATION RELATED | PATCH | PATCHED/PAVED | Y
STAIR | STAIR | OHE | OVERHEATING | FABGEN | FABRICATION/INSTALLATION RELATED | PUMP | PUMPED OUT/EMPTIED | Y
STAIR | STAIR | OHE | OVERHEATING | FABGEN | FABRICATION/INSTALLATION RELATED | REFILL | REFILLED | Y
STAIR | STAIR | OHE | OVERHEATING | FABGEN | FABRICATION/INSTALLATION RELATED | REINS | REINSTALLED | Y
STAIR | STAIR | OHE | OVERHEATING | FABGEN | FABRICATION/INSTALLATION RELATED | REMOVE | REMOVED | Y
STAIR | STAIR | OHE | OVERHEATING | FABGEN | FABRICATION/INSTALLATION RELATED | REP | REPAIRED/RESTORED/ADJUSTED | Y
STAIR | STAIR | OHE | OVERHEATING | FABGEN | FABRICATION/INSTALLATION RELATED | RESEAL | RESEALED/REPACKED | Y
STAIR | STAIR | OHE | OVERHEATING | FABGEN | FABRICATION/INSTALLATION RELATED | RESET | RESET/RESTARTED | Y
STAIR | STAIR | OHE | OVERHEATING | FABGEN | FABRICATION/INSTALLATION RELATED | REWIRE | REWIRED | Y
STAIR | STAIR | OHE | OVERHEATING | FABGEN | FABRICATION/INSTALLATION RELATED | RPL | REPLACED | Y
STAIR | STAIR | OHE | OVERHEATING | IMPMAT | IMPROPER MATERIAL | MOD | MODIFIED | Y
STAIR | STAIR | OHE | OVERHEATING | IMPMAT | IMPROPER MATERIAL | CLEAN | CLEANED | Y
STAIR | STAIR | OHE | OVERHEATING | IMPMAT | IMPROPER MATERIAL | CLOSE | SECURED/CLOSED | Y
STAIR | STAIR | OHE | OVERHEATING | IMPMAT | IMPROPER MATERIAL | CONN | CONNECTED | Y
STAIR | STAIR | OHE | OVERHEATING | IMPMAT | IMPROPER MATERIAL | DISCONN | DISCONNECTED | Y
STAIR | STAIR | OHE | OVERHEATING | IMPMAT | IMPROPER MATERIAL | LUB | LUBRICATED | Y
STAIR | STAIR | OHE | OVERHEATING | IMPMAT | IMPROPER MATERIAL | NOF | NO FAULT FOUND | Y
STAIR | STAIR | OHE | OVERHEATING | IMPMAT | IMPROPER MATERIAL | OTHER-R | OTHER REMEDY | Y
STAIR | STAIR | OHE | OVERHEATING | IMPMAT | IMPROPER MATERIAL | OVH | OVERHAULED/REBUILT/REFURBISHED | Y
STAIR | STAIR | OHE | OVERHEATING | IMPMAT | IMPROPER MATERIAL | PAINT | PAINTED | Y
STAIR | STAIR | OHE | OVERHEATING | IMPMAT | IMPROPER MATERIAL | PATCH | PATCHED/PAVED | Y
STAIR | STAIR | OHE | OVERHEATING | IMPMAT | IMPROPER MATERIAL | PUMP | PUMPED OUT/EMPTIED | Y
STAIR | STAIR | OHE | OVERHEATING | IMPMAT | IMPROPER MATERIAL | REFILL | REFILLED | Y
STAIR | STAIR | OHE | OVERHEATING | IMPMAT | IMPROPER MATERIAL | REINS | REINSTALLED | Y
STAIR | STAIR | OHE | OVERHEATING | IMPMAT | IMPROPER MATERIAL | REMOVE | REMOVED | Y
STAIR | STAIR | OHE | OVERHEATING | IMPMAT | IMPROPER MATERIAL | REP | REPAIRED/RESTORED/ADJUSTED | Y
STAIR | STAIR | OHE | OVERHEATING | IMPMAT | IMPROPER MATERIAL | RESEAL | RESEALED/REPACKED | Y
STAIR | STAIR | OHE | OVERHEATING | IMPMAT | IMPROPER MATERIAL | RESET | RESET/RESTARTED | Y
STAIR | STAIR | OHE | OVERHEATING | IMPMAT | IMPROPER MATERIAL | REWIRE | REWIRED | Y
STAIR | STAIR | OHE | OVERHEATING | IMPMAT | IMPROPER MATERIAL | RPL | REPLACED | Y
STAIR | STAIR | OHE | OVERHEATING | LEAK | LEAK | MOD | MODIFIED | Y
STAIR | STAIR | OHE | OVERHEATING | LEAK | LEAK | CLEAN | CLEANED | Y
STAIR | STAIR | OHE | OVERHEATING | LEAK | LEAK | CLOSE | SECURED/CLOSED | Y
STAIR | STAIR | OHE | OVERHEATING | LEAK | LEAK | CONN | CONNECTED | Y
STAIR | STAIR | OHE | OVERHEATING | LEAK | LEAK | DISCONN | DISCONNECTED | Y
STAIR | STAIR | OHE | OVERHEATING | LEAK | LEAK | LUB | LUBRICATED | Y
STAIR | STAIR | OHE | OVERHEATING | LEAK | LEAK | NOF | NO FAULT FOUND | Y
STAIR | STAIR | OHE | OVERHEATING | LEAK | LEAK | OTHER-R | OTHER REMEDY | Y
STAIR | STAIR | OHE | OVERHEATING | LEAK | LEAK | OVH | OVERHAULED/REBUILT/REFURBISHED | Y
STAIR | STAIR | OHE | OVERHEATING | LEAK | LEAK | PAINT | PAINTED | Y
STAIR | STAIR | OHE | OVERHEATING | LEAK | LEAK | PATCH | PATCHED/PAVED | Y
STAIR | STAIR | OHE | OVERHEATING | LEAK | LEAK | PUMP | PUMPED OUT/EMPTIED | Y
STAIR | STAIR | OHE | OVERHEATING | LEAK | LEAK | REFILL | REFILLED | Y
STAIR | STAIR | OHE | OVERHEATING | LEAK | LEAK | REINS | REINSTALLED | Y
STAIR | STAIR | OHE | OVERHEATING | LEAK | LEAK | REMOVE | REMOVED | Y
STAIR | STAIR | OHE | OVERHEATING | LEAK | LEAK | REP | REPAIRED/RESTORED/ADJUSTED | Y
STAIR | STAIR | OHE | OVERHEATING | LEAK | LEAK | RESEAL | RESEALED/REPACKED | Y
STAIR | STAIR | OHE | OVERHEATING | LEAK | LEAK | RESET | RESET/RESTARTED | Y
STAIR | STAIR | OHE | OVERHEATING | LEAK | LEAK | REWIRE | REWIRED | Y
STAIR | STAIR | OHE | OVERHEATING | LEAK | LEAK | RPL | REPLACED | Y
STAIR | STAIR | OHE | OVERHEATING | LOOSE | LOOSE/MISALIGNED | MOD | MODIFIED | Y
STAIR | STAIR | OHE | OVERHEATING | LOOSE | LOOSE/MISALIGNED | CLEAN | CLEANED | Y
STAIR | STAIR | OHE | OVERHEATING | LOOSE | LOOSE/MISALIGNED | CLOSE | SECURED/CLOSED | Y
STAIR | STAIR | OHE | OVERHEATING | LOOSE | LOOSE/MISALIGNED | CONN | CONNECTED | Y
STAIR | STAIR | OHE | OVERHEATING | LOOSE | LOOSE/MISALIGNED | DISCONN | DISCONNECTED | Y
STAIR | STAIR | OHE | OVERHEATING | LOOSE | LOOSE/MISALIGNED | LUB | LUBRICATED | Y
STAIR | STAIR | OHE | OVERHEATING | LOOSE | LOOSE/MISALIGNED | NOF | NO FAULT FOUND | Y
STAIR | STAIR | OHE | OVERHEATING | LOOSE | LOOSE/MISALIGNED | OTHER-R | OTHER REMEDY | Y
STAIR | STAIR | OHE | OVERHEATING | LOOSE | LOOSE/MISALIGNED | OVH | OVERHAULED/REBUILT/REFURBISHED | Y
STAIR | STAIR | OHE | OVERHEATING | LOOSE | LOOSE/MISALIGNED | PAINT | PAINTED | Y
STAIR | STAIR | OHE | OVERHEATING | LOOSE | LOOSE/MISALIGNED | PATCH | PATCHED/PAVED | Y
STAIR | STAIR | OHE | OVERHEATING | LOOSE | LOOSE/MISALIGNED | PUMP | PUMPED OUT/EMPTIED | Y
STAIR | STAIR | OHE | OVERHEATING | LOOSE | LOOSE/MISALIGNED | REFILL | REFILLED | Y
STAIR | STAIR | OHE | OVERHEATING | LOOSE | LOOSE/MISALIGNED | REINS | REINSTALLED | Y
STAIR | STAIR | OHE | OVERHEATING | LOOSE | LOOSE/MISALIGNED | REMOVE | REMOVED | Y
STAIR | STAIR | OHE | OVERHEATING | LOOSE | LOOSE/MISALIGNED | REP | REPAIRED/RESTORED/ADJUSTED | Y
STAIR | STAIR | OHE | OVERHEATING | LOOSE | LOOSE/MISALIGNED | RESEAL | RESEALED/REPACKED | Y
STAIR | STAIR | OHE | OVERHEATING | LOOSE | LOOSE/MISALIGNED | RESET | RESET/RESTARTED | Y
STAIR | STAIR | OHE | OVERHEATING | LOOSE | LOOSE/MISALIGNED | REWIRE | REWIRED | Y
STAIR | STAIR | OHE | OVERHEATING | LOOSE | LOOSE/MISALIGNED | RPL | REPLACED | Y
STAIR | STAIR | OHE | OVERHEATING | NOCAUSE | NO CAUSE FOUND | MOD | MODIFIED | Y
STAIR | STAIR | OHE | OVERHEATING | NOCAUSE | NO CAUSE FOUND | CLEAN | CLEANED | Y
STAIR | STAIR | OHE | OVERHEATING | NOCAUSE | NO CAUSE FOUND | CLOSE | SECURED/CLOSED | Y
STAIR | STAIR | OHE | OVERHEATING | NOCAUSE | NO CAUSE FOUND | CONN | CONNECTED | Y
STAIR | STAIR | OHE | OVERHEATING | NOCAUSE | NO CAUSE FOUND | DISCONN | DISCONNECTED | Y
STAIR | STAIR | OHE | OVERHEATING | NOCAUSE | NO CAUSE FOUND | LUB | LUBRICATED | Y
STAIR | STAIR | OHE | OVERHEATING | NOCAUSE | NO CAUSE FOUND | NOF | NO FAULT FOUND | Y
STAIR | STAIR | OHE | OVERHEATING | NOCAUSE | NO CAUSE FOUND | OTHER-R | OTHER REMEDY | Y
STAIR | STAIR | OHE | OVERHEATING | NOCAUSE | NO CAUSE FOUND | OVH | OVERHAULED/REBUILT/REFURBISHED | Y
STAIR | STAIR | OHE | OVERHEATING | NOCAUSE | NO CAUSE FOUND | PAINT | PAINTED | Y
STAIR | STAIR | OHE | OVERHEATING | NOCAUSE | NO CAUSE FOUND | PATCH | PATCHED/PAVED | Y
STAIR | STAIR | OHE | OVERHEATING | NOCAUSE | NO CAUSE FOUND | PUMP | PUMPED OUT/EMPTIED | Y
STAIR | STAIR | OHE | OVERHEATING | NOCAUSE | NO CAUSE FOUND | REFILL | REFILLED | Y
STAIR | STAIR | OHE | OVERHEATING | NOCAUSE | NO CAUSE FOUND | REINS | REINSTALLED | Y
STAIR | STAIR | OHE | OVERHEATING | NOCAUSE | NO CAUSE FOUND | REMOVE | REMOVED | Y
STAIR | STAIR | OHE | OVERHEATING | NOCAUSE | NO CAUSE FOUND | REP | REPAIRED/RESTORED/ADJUSTED | Y
STAIR | STAIR | OHE | OVERHEATING | NOCAUSE | NO CAUSE FOUND | RESEAL | RESEALED/REPACKED | Y
STAIR | STAIR | OHE | OVERHEATING | NOCAUSE | NO CAUSE FOUND | RESET | RESET/RESTARTED | Y
STAIR | STAIR | OHE | OVERHEATING | NOCAUSE | NO CAUSE FOUND | REWIRE | REWIRED | Y
STAIR | STAIR | OHE | OVERHEATING | NOCAUSE | NO CAUSE FOUND | RPL | REPLACED | Y
STAIR | STAIR | OHE | OVERHEATING | OBSTR | JAMMED/OBSTRUCTED | MOD | MODIFIED | Y
STAIR | STAIR | OHE | OVERHEATING | OBSTR | JAMMED/OBSTRUCTED | CLEAN | CLEANED | Y
STAIR | STAIR | OHE | OVERHEATING | OBSTR | JAMMED/OBSTRUCTED | CLOSE | SECURED/CLOSED | Y
STAIR | STAIR | OHE | OVERHEATING | OBSTR | JAMMED/OBSTRUCTED | CONN | CONNECTED | Y
STAIR | STAIR | OHE | OVERHEATING | OBSTR | JAMMED/OBSTRUCTED | DISCONN | DISCONNECTED | Y
STAIR | STAIR | OHE | OVERHEATING | OBSTR | JAMMED/OBSTRUCTED | LUB | LUBRICATED | Y
STAIR | STAIR | OHE | OVERHEATING | OBSTR | JAMMED/OBSTRUCTED | NOF | NO FAULT FOUND | Y
STAIR | STAIR | OHE | OVERHEATING | OBSTR | JAMMED/OBSTRUCTED | OTHER-R | OTHER REMEDY | Y
STAIR | STAIR | OHE | OVERHEATING | OBSTR | JAMMED/OBSTRUCTED | OVH | OVERHAULED/REBUILT/REFURBISHED | Y
STAIR | STAIR | OHE | OVERHEATING | OBSTR | JAMMED/OBSTRUCTED | PAINT | PAINTED | Y
STAIR | STAIR | OHE | OVERHEATING | OBSTR | JAMMED/OBSTRUCTED | PATCH | PATCHED/PAVED | Y
STAIR | STAIR | OHE | OVERHEATING | OBSTR | JAMMED/OBSTRUCTED | PUMP | PUMPED OUT/EMPTIED | Y
STAIR | STAIR | OHE | OVERHEATING | OBSTR | JAMMED/OBSTRUCTED | REFILL | REFILLED | Y
STAIR | STAIR | OHE | OVERHEATING | OBSTR | JAMMED/OBSTRUCTED | REINS | REINSTALLED | Y
STAIR | STAIR | OHE | OVERHEATING | OBSTR | JAMMED/OBSTRUCTED | REMOVE | REMOVED | Y
STAIR | STAIR | OHE | OVERHEATING | OBSTR | JAMMED/OBSTRUCTED | REP | REPAIRED/RESTORED/ADJUSTED | Y
STAIR | STAIR | OHE | OVERHEATING | OBSTR | JAMMED/OBSTRUCTED | RESEAL | RESEALED/REPACKED | Y
STAIR | STAIR | OHE | OVERHEATING | OBSTR | JAMMED/OBSTRUCTED | RESET | RESET/RESTARTED | Y
STAIR | STAIR | OHE | OVERHEATING | OBSTR | JAMMED/OBSTRUCTED | REWIRE | REWIRED | Y
STAIR | STAIR | OHE | OVERHEATING | OBSTR | JAMMED/OBSTRUCTED | RPL | REPLACED | Y
STAIR | STAIR | OHE | OVERHEATING | OPSERRMTCERR | OPERATIONS/MAINTENANCE RELATED | MOD | MODIFIED | Y
STAIR | STAIR | OHE | OVERHEATING | OPSERRMTCERR | OPERATIONS/MAINTENANCE RELATED | CLEAN | CLEANED | Y
STAIR | STAIR | OHE | OVERHEATING | OPSERRMTCERR | OPERATIONS/MAINTENANCE RELATED | CLOSE | SECURED/CLOSED | Y
STAIR | STAIR | OHE | OVERHEATING | OPSERRMTCERR | OPERATIONS/MAINTENANCE RELATED | CONN | CONNECTED | Y
STAIR | STAIR | OHE | OVERHEATING | OPSERRMTCERR | OPERATIONS/MAINTENANCE RELATED | DISCONN | DISCONNECTED | Y
STAIR | STAIR | OHE | OVERHEATING | OPSERRMTCERR | OPERATIONS/MAINTENANCE RELATED | LUB | LUBRICATED | Y
STAIR | STAIR | OHE | OVERHEATING | OPSERRMTCERR | OPERATIONS/MAINTENANCE RELATED | NOF | NO FAULT FOUND | Y
STAIR | STAIR | OHE | OVERHEATING | OPSERRMTCERR | OPERATIONS/MAINTENANCE RELATED | OTHER-R | OTHER REMEDY | Y
STAIR | STAIR | OHE | OVERHEATING | OPSERRMTCERR | OPERATIONS/MAINTENANCE RELATED | OVH | OVERHAULED/REBUILT/REFURBISHED | Y
STAIR | STAIR | OHE | OVERHEATING | OPSERRMTCERR | OPERATIONS/MAINTENANCE RELATED | PAINT | PAINTED | Y
STAIR | STAIR | OHE | OVERHEATING | OPSERRMTCERR | OPERATIONS/MAINTENANCE RELATED | PATCH | PATCHED/PAVED | Y
STAIR | STAIR | OHE | OVERHEATING | OPSERRMTCERR | OPERATIONS/MAINTENANCE RELATED | PUMP | PUMPED OUT/EMPTIED | Y
STAIR | STAIR | OHE | OVERHEATING | OPSERRMTCERR | OPERATIONS/MAINTENANCE RELATED | REFILL | REFILLED | Y
STAIR | STAIR | OHE | OVERHEATING | OPSERRMTCERR | OPERATIONS/MAINTENANCE RELATED | REINS | REINSTALLED | Y
STAIR | STAIR | OHE | OVERHEATING | OPSERRMTCERR | OPERATIONS/MAINTENANCE RELATED | REMOVE | REMOVED | Y
STAIR | STAIR | OHE | OVERHEATING | OPSERRMTCERR | OPERATIONS/MAINTENANCE RELATED | REP | REPAIRED/RESTORED/ADJUSTED | Y
STAIR | STAIR | OHE | OVERHEATING | OPSERRMTCERR | OPERATIONS/MAINTENANCE RELATED | RESEAL | RESEALED/REPACKED | Y
STAIR | STAIR | OHE | OVERHEATING | OPSERRMTCERR | OPERATIONS/MAINTENANCE RELATED | RESET | RESET/RESTARTED | Y
STAIR | STAIR | OHE | OVERHEATING | OPSERRMTCERR | OPERATIONS/MAINTENANCE RELATED | REWIRE | REWIRED | Y
STAIR | STAIR | OHE | OVERHEATING | OPSERRMTCERR | OPERATIONS/MAINTENANCE RELATED | RPL | REPLACED | Y
STAIR | STAIR | OHE | OVERHEATING | OTHER-C | OTHER CAUSE | MOD | MODIFIED | Y
STAIR | STAIR | OHE | OVERHEATING | OTHER-C | OTHER CAUSE | CLEAN | CLEANED | Y
STAIR | STAIR | OHE | OVERHEATING | OTHER-C | OTHER CAUSE | CLOSE | SECURED/CLOSED | Y
STAIR | STAIR | OHE | OVERHEATING | OTHER-C | OTHER CAUSE | CONN | CONNECTED | Y
STAIR | STAIR | OHE | OVERHEATING | OTHER-C | OTHER CAUSE | DISCONN | DISCONNECTED | Y
STAIR | STAIR | OHE | OVERHEATING | OTHER-C | OTHER CAUSE | LUB | LUBRICATED | Y
STAIR | STAIR | OHE | OVERHEATING | OTHER-C | OTHER CAUSE | NOF | NO FAULT FOUND | Y
STAIR | STAIR | OHE | OVERHEATING | OTHER-C | OTHER CAUSE | OTHER-R | OTHER REMEDY | Y
STAIR | STAIR | OHE | OVERHEATING | OTHER-C | OTHER CAUSE | OVH | OVERHAULED/REBUILT/REFURBISHED | Y
STAIR | STAIR | OHE | OVERHEATING | OTHER-C | OTHER CAUSE | PAINT | PAINTED | Y
STAIR | STAIR | OHE | OVERHEATING | OTHER-C | OTHER CAUSE | PATCH | PATCHED/PAVED | Y
STAIR | STAIR | OHE | OVERHEATING | OTHER-C | OTHER CAUSE | PUMP | PUMPED OUT/EMPTIED | Y
STAIR | STAIR | OHE | OVERHEATING | OTHER-C | OTHER CAUSE | REFILL | REFILLED | Y
STAIR | STAIR | OHE | OVERHEATING | OTHER-C | OTHER CAUSE | REINS | REINSTALLED | Y
STAIR | STAIR | OHE | OVERHEATING | OTHER-C | OTHER CAUSE | REMOVE | REMOVED | Y
STAIR | STAIR | OHE | OVERHEATING | OTHER-C | OTHER CAUSE | REP | REPAIRED/RESTORED/ADJUSTED | Y
STAIR | STAIR | OHE | OVERHEATING | OTHER-C | OTHER CAUSE | RESEAL | RESEALED/REPACKED | Y
STAIR | STAIR | OHE | OVERHEATING | OTHER-C | OTHER CAUSE | RESET | RESET/RESTARTED | Y
STAIR | STAIR | OHE | OVERHEATING | OTHER-C | OTHER CAUSE | REWIRE | REWIRED | Y
STAIR | STAIR | OHE | OVERHEATING | OTHER-C | OTHER CAUSE | RPL | REPLACED | Y
STAIR | STAIR | OHE | OVERHEATING | POWERSUP | POWER SUPPLY | MOD | MODIFIED | Y
STAIR | STAIR | OHE | OVERHEATING | POWERSUP | POWER SUPPLY | CLEAN | CLEANED | Y
STAIR | STAIR | OHE | OVERHEATING | POWERSUP | POWER SUPPLY | CLOSE | SECURED/CLOSED | Y
STAIR | STAIR | OHE | OVERHEATING | POWERSUP | POWER SUPPLY | CONN | CONNECTED | Y
STAIR | STAIR | OHE | OVERHEATING | POWERSUP | POWER SUPPLY | DISCONN | DISCONNECTED | Y
STAIR | STAIR | OHE | OVERHEATING | POWERSUP | POWER SUPPLY | LUB | LUBRICATED | Y
STAIR | STAIR | OHE | OVERHEATING | POWERSUP | POWER SUPPLY | NOF | NO FAULT FOUND | Y
STAIR | STAIR | OHE | OVERHEATING | POWERSUP | POWER SUPPLY | OTHER-R | OTHER REMEDY | Y
STAIR | STAIR | OHE | OVERHEATING | POWERSUP | POWER SUPPLY | OVH | OVERHAULED/REBUILT/REFURBISHED | Y
STAIR | STAIR | OHE | OVERHEATING | POWERSUP | POWER SUPPLY | PAINT | PAINTED | Y
STAIR | STAIR | OHE | OVERHEATING | POWERSUP | POWER SUPPLY | PATCH | PATCHED/PAVED | Y
STAIR | STAIR | OHE | OVERHEATING | POWERSUP | POWER SUPPLY | PUMP | PUMPED OUT/EMPTIED | Y
STAIR | STAIR | OHE | OVERHEATING | POWERSUP | POWER SUPPLY | REFILL | REFILLED | Y
STAIR | STAIR | OHE | OVERHEATING | POWERSUP | POWER SUPPLY | REINS | REINSTALLED | Y
STAIR | STAIR | OHE | OVERHEATING | POWERSUP | POWER SUPPLY | REMOVE | REMOVED | Y
STAIR | STAIR | OHE | OVERHEATING | POWERSUP | POWER SUPPLY | REP | REPAIRED/RESTORED/ADJUSTED | Y
STAIR | STAIR | OHE | OVERHEATING | POWERSUP | POWER SUPPLY | RESEAL | RESEALED/REPACKED | Y
STAIR | STAIR | OHE | OVERHEATING | POWERSUP | POWER SUPPLY | RESET | RESET/RESTARTED | Y
STAIR | STAIR | OHE | OVERHEATING | POWERSUP | POWER SUPPLY | REWIRE | REWIRED | Y
STAIR | STAIR | OHE | OVERHEATING | POWERSUP | POWER SUPPLY | RPL | REPLACED | Y
STAIR | STAIR | OHE | OVERHEATING | SENSOR | FAULTY SENSOR | MOD | MODIFIED | Y
STAIR | STAIR | OHE | OVERHEATING | SENSOR | FAULTY SENSOR | CLEAN | CLEANED | Y
STAIR | STAIR | OHE | OVERHEATING | SENSOR | FAULTY SENSOR | CLOSE | SECURED/CLOSED | Y
STAIR | STAIR | OHE | OVERHEATING | SENSOR | FAULTY SENSOR | CONN | CONNECTED | Y
STAIR | STAIR | OHE | OVERHEATING | SENSOR | FAULTY SENSOR | DISCONN | DISCONNECTED | Y
STAIR | STAIR | OHE | OVERHEATING | SENSOR | FAULTY SENSOR | LUB | LUBRICATED | Y
STAIR | STAIR | OHE | OVERHEATING | SENSOR | FAULTY SENSOR | NOF | NO FAULT FOUND | Y
STAIR | STAIR | OHE | OVERHEATING | SENSOR | FAULTY SENSOR | OTHER-R | OTHER REMEDY | Y
STAIR | STAIR | OHE | OVERHEATING | SENSOR | FAULTY SENSOR | OVH | OVERHAULED/REBUILT/REFURBISHED | Y
STAIR | STAIR | OHE | OVERHEATING | SENSOR | FAULTY SENSOR | PAINT | PAINTED | Y
STAIR | STAIR | OHE | OVERHEATING | SENSOR | FAULTY SENSOR | PATCH | PATCHED/PAVED | Y
STAIR | STAIR | OHE | OVERHEATING | SENSOR | FAULTY SENSOR | PUMP | PUMPED OUT/EMPTIED | Y
STAIR | STAIR | OHE | OVERHEATING | SENSOR | FAULTY SENSOR | REFILL | REFILLED | Y
STAIR | STAIR | OHE | OVERHEATING | SENSOR | FAULTY SENSOR | REINS | REINSTALLED | Y
STAIR | STAIR | OHE | OVERHEATING | SENSOR | FAULTY SENSOR | REMOVE | REMOVED | Y
STAIR | STAIR | OHE | OVERHEATING | SENSOR | FAULTY SENSOR | REP | REPAIRED/RESTORED/ADJUSTED | Y
STAIR | STAIR | OHE | OVERHEATING | SENSOR | FAULTY SENSOR | RESEAL | RESEALED/REPACKED | Y
STAIR | STAIR | OHE | OVERHEATING | SENSOR | FAULTY SENSOR | RESET | RESET/RESTARTED | Y
STAIR | STAIR | OHE | OVERHEATING | SENSOR | FAULTY SENSOR | REWIRE | REWIRED | Y
STAIR | STAIR | OHE | OVERHEATING | SENSOR | FAULTY SENSOR | RPL | REPLACED | Y
STAIR | STAIR | OPS | STOPPED/SLOWED/POOR OPS | BREAKTRP | BREAKER TRIP | MOD | MODIFIED | Y
STAIR | STAIR | OPS | STOPPED/SLOWED/POOR OPS | BREAKTRP | BREAKER TRIP | CLEAN | CLEANED | Y
STAIR | STAIR | OPS | STOPPED/SLOWED/POOR OPS | BREAKTRP | BREAKER TRIP | CLOSE | SECURED/CLOSED | Y
STAIR | STAIR | OPS | STOPPED/SLOWED/POOR OPS | BREAKTRP | BREAKER TRIP | CONN | CONNECTED | Y
STAIR | STAIR | OPS | STOPPED/SLOWED/POOR OPS | BREAKTRP | BREAKER TRIP | DISCONN | DISCONNECTED | Y
STAIR | STAIR | OPS | STOPPED/SLOWED/POOR OPS | BREAKTRP | BREAKER TRIP | LUB | LUBRICATED | Y
STAIR | STAIR | OPS | STOPPED/SLOWED/POOR OPS | BREAKTRP | BREAKER TRIP | NOF | NO FAULT FOUND | Y
STAIR | STAIR | OPS | STOPPED/SLOWED/POOR OPS | BREAKTRP | BREAKER TRIP | OTHER-R | OTHER REMEDY | Y
STAIR | STAIR | OPS | STOPPED/SLOWED/POOR OPS | BREAKTRP | BREAKER TRIP | OVH | OVERHAULED/REBUILT/REFURBISHED | Y
STAIR | STAIR | OPS | STOPPED/SLOWED/POOR OPS | BREAKTRP | BREAKER TRIP | PAINT | PAINTED | Y
STAIR | STAIR | OPS | STOPPED/SLOWED/POOR OPS | BREAKTRP | BREAKER TRIP | PATCH | PATCHED/PAVED | Y
STAIR | STAIR | OPS | STOPPED/SLOWED/POOR OPS | BREAKTRP | BREAKER TRIP | PUMP | PUMPED OUT/EMPTIED | Y
STAIR | STAIR | OPS | STOPPED/SLOWED/POOR OPS | BREAKTRP | BREAKER TRIP | REFILL | REFILLED | Y
STAIR | STAIR | OPS | STOPPED/SLOWED/POOR OPS | BREAKTRP | BREAKER TRIP | REINS | REINSTALLED | Y
STAIR | STAIR | OPS | STOPPED/SLOWED/POOR OPS | BREAKTRP | BREAKER TRIP | REMOVE | REMOVED | Y
STAIR | STAIR | OPS | STOPPED/SLOWED/POOR OPS | BREAKTRP | BREAKER TRIP | REP | REPAIRED/RESTORED/ADJUSTED | Y
STAIR | STAIR | OPS | STOPPED/SLOWED/POOR OPS | BREAKTRP | BREAKER TRIP | RESEAL | RESEALED/REPACKED | Y
STAIR | STAIR | OPS | STOPPED/SLOWED/POOR OPS | BREAKTRP | BREAKER TRIP | RESET | RESET/RESTARTED | Y
STAIR | STAIR | OPS | STOPPED/SLOWED/POOR OPS | BREAKTRP | BREAKER TRIP | REWIRE | REWIRED | Y
STAIR | STAIR | OPS | STOPPED/SLOWED/POOR OPS | BREAKTRP | BREAKER TRIP | RPL | REPLACED | Y
STAIR | STAIR | OPS | STOPPED/SLOWED/POOR OPS | CORROSION | RUST/CORROSION | MOD | MODIFIED | N
STAIR | STAIR | OPS | STOPPED/SLOWED/POOR OPS | CORROSION | RUST/CORROSION | CLEAN | CLEANED | N
STAIR | STAIR | OPS | STOPPED/SLOWED/POOR OPS | CORROSION | RUST/CORROSION | CLOSE | SECURED/CLOSED | N
STAIR | STAIR | OPS | STOPPED/SLOWED/POOR OPS | CORROSION | RUST/CORROSION | CONN | CONNECTED | Y
STAIR | STAIR | OPS | STOPPED/SLOWED/POOR OPS | CORROSION | RUST/CORROSION | DISCONN | DISCONNECTED | Y
STAIR | STAIR | OPS | STOPPED/SLOWED/POOR OPS | CORROSION | RUST/CORROSION | LUB | LUBRICATED | Y
STAIR | STAIR | OPS | STOPPED/SLOWED/POOR OPS | CORROSION | RUST/CORROSION | NOF | NO FAULT FOUND | N
STAIR | STAIR | OPS | STOPPED/SLOWED/POOR OPS | CORROSION | RUST/CORROSION | OTHER-R | OTHER REMEDY | N
STAIR | STAIR | OPS | STOPPED/SLOWED/POOR OPS | CORROSION | RUST/CORROSION | OVH | OVERHAULED/REBUILT/REFURBISHED | N
STAIR | STAIR | OPS | STOPPED/SLOWED/POOR OPS | CORROSION | RUST/CORROSION | PAINT | PAINTED | N
STAIR | STAIR | OPS | STOPPED/SLOWED/POOR OPS | CORROSION | RUST/CORROSION | PATCH | PATCHED/PAVED | Y
STAIR | STAIR | OPS | STOPPED/SLOWED/POOR OPS | CORROSION | RUST/CORROSION | PUMP | PUMPED OUT/EMPTIED | Y
STAIR | STAIR | OPS | STOPPED/SLOWED/POOR OPS | CORROSION | RUST/CORROSION | REFILL | REFILLED | N
STAIR | STAIR | OPS | STOPPED/SLOWED/POOR OPS | CORROSION | RUST/CORROSION | REINS | REINSTALLED | Y
STAIR | STAIR | OPS | STOPPED/SLOWED/POOR OPS | CORROSION | RUST/CORROSION | REMOVE | REMOVED | N
STAIR | STAIR | OPS | STOPPED/SLOWED/POOR OPS | CORROSION | RUST/CORROSION | REP | REPAIRED/RESTORED/ADJUSTED | N
STAIR | STAIR | OPS | STOPPED/SLOWED/POOR OPS | CORROSION | RUST/CORROSION | RESEAL | RESEALED/REPACKED | Y
STAIR | STAIR | OPS | STOPPED/SLOWED/POOR OPS | CORROSION | RUST/CORROSION | RESET | RESET/RESTARTED | Y
STAIR | STAIR | OPS | STOPPED/SLOWED/POOR OPS | CORROSION | RUST/CORROSION | REWIRE | REWIRED | Y
STAIR | STAIR | OPS | STOPPED/SLOWED/POOR OPS | CORROSION | RUST/CORROSION | RPL | REPLACED | N
STAIR | STAIR | OPS | STOPPED/SLOWED/POOR OPS | DAMAGE | DAMAGED/BROKEN | MOD | MODIFIED | N
STAIR | STAIR | OPS | STOPPED/SLOWED/POOR OPS | DAMAGE | DAMAGED/BROKEN | CLEAN | CLEANED | N
STAIR | STAIR | OPS | STOPPED/SLOWED/POOR OPS | DAMAGE | DAMAGED/BROKEN | CLOSE | SECURED/CLOSED | N
STAIR | STAIR | OPS | STOPPED/SLOWED/POOR OPS | DAMAGE | DAMAGED/BROKEN | CONN | CONNECTED | Y
STAIR | STAIR | OPS | STOPPED/SLOWED/POOR OPS | DAMAGE | DAMAGED/BROKEN | DISCONN | DISCONNECTED | Y
STAIR | STAIR | OPS | STOPPED/SLOWED/POOR OPS | DAMAGE | DAMAGED/BROKEN | LUB | LUBRICATED | Y
STAIR | STAIR | OPS | STOPPED/SLOWED/POOR OPS | DAMAGE | DAMAGED/BROKEN | NOF | NO FAULT FOUND | N
STAIR | STAIR | OPS | STOPPED/SLOWED/POOR OPS | DAMAGE | DAMAGED/BROKEN | OTHER-R | OTHER REMEDY | N
STAIR | STAIR | OPS | STOPPED/SLOWED/POOR OPS | DAMAGE | DAMAGED/BROKEN | OVH | OVERHAULED/REBUILT/REFURBISHED | N
STAIR | STAIR | OPS | STOPPED/SLOWED/POOR OPS | DAMAGE | DAMAGED/BROKEN | PAINT | PAINTED | N
STAIR | STAIR | OPS | STOPPED/SLOWED/POOR OPS | DAMAGE | DAMAGED/BROKEN | PATCH | PATCHED/PAVED | Y
STAIR | STAIR | OPS | STOPPED/SLOWED/POOR OPS | DAMAGE | DAMAGED/BROKEN | PUMP | PUMPED OUT/EMPTIED | Y
STAIR | STAIR | OPS | STOPPED/SLOWED/POOR OPS | DAMAGE | DAMAGED/BROKEN | REFILL | REFILLED | N
STAIR | STAIR | OPS | STOPPED/SLOWED/POOR OPS | DAMAGE | DAMAGED/BROKEN | REINS | REINSTALLED | Y
STAIR | STAIR | OPS | STOPPED/SLOWED/POOR OPS | DAMAGE | DAMAGED/BROKEN | REMOVE | REMOVED | N
STAIR | STAIR | OPS | STOPPED/SLOWED/POOR OPS | DAMAGE | DAMAGED/BROKEN | REP | REPAIRED/RESTORED/ADJUSTED | N
STAIR | STAIR | OPS | STOPPED/SLOWED/POOR OPS | DAMAGE | DAMAGED/BROKEN | RESEAL | RESEALED/REPACKED | Y
STAIR | STAIR | OPS | STOPPED/SLOWED/POOR OPS | DAMAGE | DAMAGED/BROKEN | RESET | RESET/RESTARTED | Y
STAIR | STAIR | OPS | STOPPED/SLOWED/POOR OPS | DAMAGE | DAMAGED/BROKEN | REWIRE | REWIRED | Y
STAIR | STAIR | OPS | STOPPED/SLOWED/POOR OPS | DAMAGE | DAMAGED/BROKEN | RPL | REPLACED | N
STAIR | STAIR | OPS | STOPPED/SLOWED/POOR OPS | DESGEN | DESIGN RELATED | MOD | MODIFIED | N
STAIR | STAIR | OPS | STOPPED/SLOWED/POOR OPS | DESGEN | DESIGN RELATED | CLEAN | CLEANED | N
STAIR | STAIR | OPS | STOPPED/SLOWED/POOR OPS | DESGEN | DESIGN RELATED | CLOSE | SECURED/CLOSED | N
STAIR | STAIR | OPS | STOPPED/SLOWED/POOR OPS | DESGEN | DESIGN RELATED | CONN | CONNECTED | Y
STAIR | STAIR | OPS | STOPPED/SLOWED/POOR OPS | DESGEN | DESIGN RELATED | DISCONN | DISCONNECTED | Y
STAIR | STAIR | OPS | STOPPED/SLOWED/POOR OPS | DESGEN | DESIGN RELATED | LUB | LUBRICATED | Y
STAIR | STAIR | OPS | STOPPED/SLOWED/POOR OPS | DESGEN | DESIGN RELATED | NOF | NO FAULT FOUND | N
STAIR | STAIR | OPS | STOPPED/SLOWED/POOR OPS | DESGEN | DESIGN RELATED | OTHER-R | OTHER REMEDY | N
STAIR | STAIR | OPS | STOPPED/SLOWED/POOR OPS | DESGEN | DESIGN RELATED | OVH | OVERHAULED/REBUILT/REFURBISHED | N
STAIR | STAIR | OPS | STOPPED/SLOWED/POOR OPS | DESGEN | DESIGN RELATED | PAINT | PAINTED | N
STAIR | STAIR | OPS | STOPPED/SLOWED/POOR OPS | DESGEN | DESIGN RELATED | PATCH | PATCHED/PAVED | Y
STAIR | STAIR | OPS | STOPPED/SLOWED/POOR OPS | DESGEN | DESIGN RELATED | PUMP | PUMPED OUT/EMPTIED | Y
STAIR | STAIR | OPS | STOPPED/SLOWED/POOR OPS | DESGEN | DESIGN RELATED | REFILL | REFILLED | N
STAIR | STAIR | OPS | STOPPED/SLOWED/POOR OPS | DESGEN | DESIGN RELATED | REINS | REINSTALLED | Y
STAIR | STAIR | OPS | STOPPED/SLOWED/POOR OPS | DESGEN | DESIGN RELATED | REMOVE | REMOVED | N
STAIR | STAIR | OPS | STOPPED/SLOWED/POOR OPS | DESGEN | DESIGN RELATED | REP | REPAIRED/RESTORED/ADJUSTED | N
STAIR | STAIR | OPS | STOPPED/SLOWED/POOR OPS | DESGEN | DESIGN RELATED | RESEAL | RESEALED/REPACKED | Y
STAIR | STAIR | OPS | STOPPED/SLOWED/POOR OPS | DESGEN | DESIGN RELATED | RESET | RESET/RESTARTED | Y
STAIR | STAIR | OPS | STOPPED/SLOWED/POOR OPS | DESGEN | DESIGN RELATED | REWIRE | REWIRED | Y
STAIR | STAIR | OPS | STOPPED/SLOWED/POOR OPS | DESGEN | DESIGN RELATED | RPL | REPLACED | N
STAIR | STAIR | OPS | STOPPED/SLOWED/POOR OPS | DIRTY | DIRTY | MOD | MODIFIED | N
STAIR | STAIR | OPS | STOPPED/SLOWED/POOR OPS | DIRTY | DIRTY | CLEAN | CLEANED | N
STAIR | STAIR | OPS | STOPPED/SLOWED/POOR OPS | DIRTY | DIRTY | CLOSE | SECURED/CLOSED | N
STAIR | STAIR | OPS | STOPPED/SLOWED/POOR OPS | DIRTY | DIRTY | CONN | CONNECTED | Y
STAIR | STAIR | OPS | STOPPED/SLOWED/POOR OPS | DIRTY | DIRTY | DISCONN | DISCONNECTED | Y
STAIR | STAIR | OPS | STOPPED/SLOWED/POOR OPS | DIRTY | DIRTY | LUB | LUBRICATED | Y
STAIR | STAIR | OPS | STOPPED/SLOWED/POOR OPS | DIRTY | DIRTY | NOF | NO FAULT FOUND | N
STAIR | STAIR | OPS | STOPPED/SLOWED/POOR OPS | DIRTY | DIRTY | OTHER-R | OTHER REMEDY | N
STAIR | STAIR | OPS | STOPPED/SLOWED/POOR OPS | DIRTY | DIRTY | OVH | OVERHAULED/REBUILT/REFURBISHED | N
STAIR | STAIR | OPS | STOPPED/SLOWED/POOR OPS | DIRTY | DIRTY | PAINT | PAINTED | N
STAIR | STAIR | OPS | STOPPED/SLOWED/POOR OPS | DIRTY | DIRTY | PATCH | PATCHED/PAVED | Y
STAIR | STAIR | OPS | STOPPED/SLOWED/POOR OPS | DIRTY | DIRTY | PUMP | PUMPED OUT/EMPTIED | Y
STAIR | STAIR | OPS | STOPPED/SLOWED/POOR OPS | DIRTY | DIRTY | REFILL | REFILLED | N
STAIR | STAIR | OPS | STOPPED/SLOWED/POOR OPS | DIRTY | DIRTY | REINS | REINSTALLED | Y
STAIR | STAIR | OPS | STOPPED/SLOWED/POOR OPS | DIRTY | DIRTY | REMOVE | REMOVED | N
STAIR | STAIR | OPS | STOPPED/SLOWED/POOR OPS | DIRTY | DIRTY | REP | REPAIRED/RESTORED/ADJUSTED | N
STAIR | STAIR | OPS | STOPPED/SLOWED/POOR OPS | DIRTY | DIRTY | RESEAL | RESEALED/REPACKED | Y
STAIR | STAIR | OPS | STOPPED/SLOWED/POOR OPS | DIRTY | DIRTY | RESET | RESET/RESTARTED | Y
STAIR | STAIR | OPS | STOPPED/SLOWED/POOR OPS | DIRTY | DIRTY | REWIRE | REWIRED | Y
STAIR | STAIR | OPS | STOPPED/SLOWED/POOR OPS | DIRTY | DIRTY | RPL | REPLACED | N
STAIR | STAIR | OPS | STOPPED/SLOWED/POOR OPS | EXPWT | EXPECTED WEAR AND TEAR | MOD | MODIFIED | N
STAIR | STAIR | OPS | STOPPED/SLOWED/POOR OPS | EXPWT | EXPECTED WEAR AND TEAR | CLEAN | CLEANED | N
STAIR | STAIR | OPS | STOPPED/SLOWED/POOR OPS | EXPWT | EXPECTED WEAR AND TEAR | CLOSE | SECURED/CLOSED | N
STAIR | STAIR | OPS | STOPPED/SLOWED/POOR OPS | EXPWT | EXPECTED WEAR AND TEAR | CONN | CONNECTED | Y
STAIR | STAIR | OPS | STOPPED/SLOWED/POOR OPS | EXPWT | EXPECTED WEAR AND TEAR | DISCONN | DISCONNECTED | Y
STAIR | STAIR | OPS | STOPPED/SLOWED/POOR OPS | EXPWT | EXPECTED WEAR AND TEAR | LUB | LUBRICATED | Y
STAIR | STAIR | OPS | STOPPED/SLOWED/POOR OPS | EXPWT | EXPECTED WEAR AND TEAR | NOF | NO FAULT FOUND | N
STAIR | STAIR | OPS | STOPPED/SLOWED/POOR OPS | EXPWT | EXPECTED WEAR AND TEAR | OTHER-R | OTHER REMEDY | N
STAIR | STAIR | OPS | STOPPED/SLOWED/POOR OPS | EXPWT | EXPECTED WEAR AND TEAR | OVH | OVERHAULED/REBUILT/REFURBISHED | N
STAIR | STAIR | OPS | STOPPED/SLOWED/POOR OPS | EXPWT | EXPECTED WEAR AND TEAR | PAINT | PAINTED | N
STAIR | STAIR | OPS | STOPPED/SLOWED/POOR OPS | EXPWT | EXPECTED WEAR AND TEAR | PATCH | PATCHED/PAVED | Y
STAIR | STAIR | OPS | STOPPED/SLOWED/POOR OPS | EXPWT | EXPECTED WEAR AND TEAR | PUMP | PUMPED OUT/EMPTIED | Y
STAIR | STAIR | OPS | STOPPED/SLOWED/POOR OPS | EXPWT | EXPECTED WEAR AND TEAR | REFILL | REFILLED | N
STAIR | STAIR | OPS | STOPPED/SLOWED/POOR OPS | EXPWT | EXPECTED WEAR AND TEAR | REINS | REINSTALLED | Y
STAIR | STAIR | OPS | STOPPED/SLOWED/POOR OPS | EXPWT | EXPECTED WEAR AND TEAR | REMOVE | REMOVED | N
STAIR | STAIR | OPS | STOPPED/SLOWED/POOR OPS | EXPWT | EXPECTED WEAR AND TEAR | REP | REPAIRED/RESTORED/ADJUSTED | N
STAIR | STAIR | OPS | STOPPED/SLOWED/POOR OPS | EXPWT | EXPECTED WEAR AND TEAR | RESEAL | RESEALED/REPACKED | Y
STAIR | STAIR | OPS | STOPPED/SLOWED/POOR OPS | EXPWT | EXPECTED WEAR AND TEAR | RESET | RESET/RESTARTED | Y
STAIR | STAIR | OPS | STOPPED/SLOWED/POOR OPS | EXPWT | EXPECTED WEAR AND TEAR | REWIRE | REWIRED | Y
STAIR | STAIR | OPS | STOPPED/SLOWED/POOR OPS | EXPWT | EXPECTED WEAR AND TEAR | RPL | REPLACED | N
STAIR | STAIR | OPS | STOPPED/SLOWED/POOR OPS | FABGEN | FABRICATION/INSTALLATION RELATED | MOD | MODIFIED | N
STAIR | STAIR | OPS | STOPPED/SLOWED/POOR OPS | FABGEN | FABRICATION/INSTALLATION RELATED | CLEAN | CLEANED | N
STAIR | STAIR | OPS | STOPPED/SLOWED/POOR OPS | FABGEN | FABRICATION/INSTALLATION RELATED | CLOSE | SECURED/CLOSED | N
STAIR | STAIR | OPS | STOPPED/SLOWED/POOR OPS | FABGEN | FABRICATION/INSTALLATION RELATED | CONN | CONNECTED | Y
STAIR | STAIR | OPS | STOPPED/SLOWED/POOR OPS | FABGEN | FABRICATION/INSTALLATION RELATED | DISCONN | DISCONNECTED | Y
STAIR | STAIR | OPS | STOPPED/SLOWED/POOR OPS | FABGEN | FABRICATION/INSTALLATION RELATED | LUB | LUBRICATED | Y
STAIR | STAIR | OPS | STOPPED/SLOWED/POOR OPS | FABGEN | FABRICATION/INSTALLATION RELATED | NOF | NO FAULT FOUND | N
STAIR | STAIR | OPS | STOPPED/SLOWED/POOR OPS | FABGEN | FABRICATION/INSTALLATION RELATED | OTHER-R | OTHER REMEDY | N
STAIR | STAIR | OPS | STOPPED/SLOWED/POOR OPS | FABGEN | FABRICATION/INSTALLATION RELATED | OVH | OVERHAULED/REBUILT/REFURBISHED | N
STAIR | STAIR | OPS | STOPPED/SLOWED/POOR OPS | FABGEN | FABRICATION/INSTALLATION RELATED | PAINT | PAINTED | N
STAIR | STAIR | OPS | STOPPED/SLOWED/POOR OPS | FABGEN | FABRICATION/INSTALLATION RELATED | PATCH | PATCHED/PAVED | Y
STAIR | STAIR | OPS | STOPPED/SLOWED/POOR OPS | FABGEN | FABRICATION/INSTALLATION RELATED | PUMP | PUMPED OUT/EMPTIED | Y
STAIR | STAIR | OPS | STOPPED/SLOWED/POOR OPS | FABGEN | FABRICATION/INSTALLATION RELATED | REFILL | REFILLED | N
STAIR | STAIR | OPS | STOPPED/SLOWED/POOR OPS | FABGEN | FABRICATION/INSTALLATION RELATED | REINS | REINSTALLED | Y
STAIR | STAIR | OPS | STOPPED/SLOWED/POOR OPS | FABGEN | FABRICATION/INSTALLATION RELATED | REMOVE | REMOVED | N
STAIR | STAIR | OPS | STOPPED/SLOWED/POOR OPS | FABGEN | FABRICATION/INSTALLATION RELATED | REP | REPAIRED/RESTORED/ADJUSTED | N
STAIR | STAIR | OPS | STOPPED/SLOWED/POOR OPS | FABGEN | FABRICATION/INSTALLATION RELATED | RESEAL | RESEALED/REPACKED | Y
STAIR | STAIR | OPS | STOPPED/SLOWED/POOR OPS | FABGEN | FABRICATION/INSTALLATION RELATED | RESET | RESET/RESTARTED | Y
STAIR | STAIR | OPS | STOPPED/SLOWED/POOR OPS | FABGEN | FABRICATION/INSTALLATION RELATED | REWIRE | REWIRED | Y
STAIR | STAIR | OPS | STOPPED/SLOWED/POOR OPS | FABGEN | FABRICATION/INSTALLATION RELATED | RPL | REPLACED | N
STAIR | STAIR | OPS | STOPPED/SLOWED/POOR OPS | IMPMAT | IMPROPER MATERIAL | MOD | MODIFIED | Y
STAIR | STAIR | OPS | STOPPED/SLOWED/POOR OPS | IMPMAT | IMPROPER MATERIAL | CLEAN | CLEANED | Y
STAIR | STAIR | OPS | STOPPED/SLOWED/POOR OPS | IMPMAT | IMPROPER MATERIAL | CLOSE | SECURED/CLOSED | Y
STAIR | STAIR | OPS | STOPPED/SLOWED/POOR OPS | IMPMAT | IMPROPER MATERIAL | CONN | CONNECTED | Y
STAIR | STAIR | OPS | STOPPED/SLOWED/POOR OPS | IMPMAT | IMPROPER MATERIAL | DISCONN | DISCONNECTED | Y
STAIR | STAIR | OPS | STOPPED/SLOWED/POOR OPS | IMPMAT | IMPROPER MATERIAL | LUB | LUBRICATED | Y
STAIR | STAIR | OPS | STOPPED/SLOWED/POOR OPS | IMPMAT | IMPROPER MATERIAL | NOF | NO FAULT FOUND | Y
STAIR | STAIR | OPS | STOPPED/SLOWED/POOR OPS | IMPMAT | IMPROPER MATERIAL | OTHER-R | OTHER REMEDY | Y
STAIR | STAIR | OPS | STOPPED/SLOWED/POOR OPS | IMPMAT | IMPROPER MATERIAL | OVH | OVERHAULED/REBUILT/REFURBISHED | Y
STAIR | STAIR | OPS | STOPPED/SLOWED/POOR OPS | IMPMAT | IMPROPER MATERIAL | PAINT | PAINTED | Y
STAIR | STAIR | OPS | STOPPED/SLOWED/POOR OPS | IMPMAT | IMPROPER MATERIAL | PATCH | PATCHED/PAVED | Y
STAIR | STAIR | OPS | STOPPED/SLOWED/POOR OPS | IMPMAT | IMPROPER MATERIAL | PUMP | PUMPED OUT/EMPTIED | Y
STAIR | STAIR | OPS | STOPPED/SLOWED/POOR OPS | IMPMAT | IMPROPER MATERIAL | REFILL | REFILLED | Y
STAIR | STAIR | OPS | STOPPED/SLOWED/POOR OPS | IMPMAT | IMPROPER MATERIAL | REINS | REINSTALLED | Y
STAIR | STAIR | OPS | STOPPED/SLOWED/POOR OPS | IMPMAT | IMPROPER MATERIAL | REMOVE | REMOVED | Y
STAIR | STAIR | OPS | STOPPED/SLOWED/POOR OPS | IMPMAT | IMPROPER MATERIAL | REP | REPAIRED/RESTORED/ADJUSTED | Y
STAIR | STAIR | OPS | STOPPED/SLOWED/POOR OPS | IMPMAT | IMPROPER MATERIAL | RESEAL | RESEALED/REPACKED | Y
STAIR | STAIR | OPS | STOPPED/SLOWED/POOR OPS | IMPMAT | IMPROPER MATERIAL | RESET | RESET/RESTARTED | Y
STAIR | STAIR | OPS | STOPPED/SLOWED/POOR OPS | IMPMAT | IMPROPER MATERIAL | REWIRE | REWIRED | Y
STAIR | STAIR | OPS | STOPPED/SLOWED/POOR OPS | IMPMAT | IMPROPER MATERIAL | RPL | REPLACED | Y
STAIR | STAIR | OPS | STOPPED/SLOWED/POOR OPS | LEAK | LEAK | MOD | MODIFIED | Y
STAIR | STAIR | OPS | STOPPED/SLOWED/POOR OPS | LEAK | LEAK | CLEAN | CLEANED | Y
STAIR | STAIR | OPS | STOPPED/SLOWED/POOR OPS | LEAK | LEAK | CLOSE | SECURED/CLOSED | Y
STAIR | STAIR | OPS | STOPPED/SLOWED/POOR OPS | LEAK | LEAK | CONN | CONNECTED | Y
STAIR | STAIR | OPS | STOPPED/SLOWED/POOR OPS | LEAK | LEAK | DISCONN | DISCONNECTED | Y
STAIR | STAIR | OPS | STOPPED/SLOWED/POOR OPS | LEAK | LEAK | LUB | LUBRICATED | Y
STAIR | STAIR | OPS | STOPPED/SLOWED/POOR OPS | LEAK | LEAK | NOF | NO FAULT FOUND | Y
STAIR | STAIR | OPS | STOPPED/SLOWED/POOR OPS | LEAK | LEAK | OTHER-R | OTHER REMEDY | Y
STAIR | STAIR | OPS | STOPPED/SLOWED/POOR OPS | LEAK | LEAK | OVH | OVERHAULED/REBUILT/REFURBISHED | Y
STAIR | STAIR | OPS | STOPPED/SLOWED/POOR OPS | LEAK | LEAK | PAINT | PAINTED | Y
STAIR | STAIR | OPS | STOPPED/SLOWED/POOR OPS | LEAK | LEAK | PATCH | PATCHED/PAVED | Y
STAIR | STAIR | OPS | STOPPED/SLOWED/POOR OPS | LEAK | LEAK | PUMP | PUMPED OUT/EMPTIED | Y
STAIR | STAIR | OPS | STOPPED/SLOWED/POOR OPS | LEAK | LEAK | REFILL | REFILLED | Y
STAIR | STAIR | OPS | STOPPED/SLOWED/POOR OPS | LEAK | LEAK | REINS | REINSTALLED | Y
STAIR | STAIR | OPS | STOPPED/SLOWED/POOR OPS | LEAK | LEAK | REMOVE | REMOVED | Y
STAIR | STAIR | OPS | STOPPED/SLOWED/POOR OPS | LEAK | LEAK | REP | REPAIRED/RESTORED/ADJUSTED | Y
STAIR | STAIR | OPS | STOPPED/SLOWED/POOR OPS | LEAK | LEAK | RESEAL | RESEALED/REPACKED | Y
STAIR | STAIR | OPS | STOPPED/SLOWED/POOR OPS | LEAK | LEAK | RESET | RESET/RESTARTED | Y
STAIR | STAIR | OPS | STOPPED/SLOWED/POOR OPS | LEAK | LEAK | REWIRE | REWIRED | Y
STAIR | STAIR | OPS | STOPPED/SLOWED/POOR OPS | LEAK | LEAK | RPL | REPLACED | Y
STAIR | STAIR | OPS | STOPPED/SLOWED/POOR OPS | LOOSE | LOOSE/MISALIGNED | MOD | MODIFIED | N
STAIR | STAIR | OPS | STOPPED/SLOWED/POOR OPS | LOOSE | LOOSE/MISALIGNED | CLEAN | CLEANED | N
STAIR | STAIR | OPS | STOPPED/SLOWED/POOR OPS | LOOSE | LOOSE/MISALIGNED | CLOSE | SECURED/CLOSED | N
STAIR | STAIR | OPS | STOPPED/SLOWED/POOR OPS | LOOSE | LOOSE/MISALIGNED | CONN | CONNECTED | Y
STAIR | STAIR | OPS | STOPPED/SLOWED/POOR OPS | LOOSE | LOOSE/MISALIGNED | DISCONN | DISCONNECTED | Y
STAIR | STAIR | OPS | STOPPED/SLOWED/POOR OPS | LOOSE | LOOSE/MISALIGNED | LUB | LUBRICATED | Y
STAIR | STAIR | OPS | STOPPED/SLOWED/POOR OPS | LOOSE | LOOSE/MISALIGNED | NOF | NO FAULT FOUND | N
STAIR | STAIR | OPS | STOPPED/SLOWED/POOR OPS | LOOSE | LOOSE/MISALIGNED | OTHER-R | OTHER REMEDY | N
STAIR | STAIR | OPS | STOPPED/SLOWED/POOR OPS | LOOSE | LOOSE/MISALIGNED | OVH | OVERHAULED/REBUILT/REFURBISHED | N
STAIR | STAIR | OPS | STOPPED/SLOWED/POOR OPS | LOOSE | LOOSE/MISALIGNED | PAINT | PAINTED | N
STAIR | STAIR | OPS | STOPPED/SLOWED/POOR OPS | LOOSE | LOOSE/MISALIGNED | PATCH | PATCHED/PAVED | Y
STAIR | STAIR | OPS | STOPPED/SLOWED/POOR OPS | LOOSE | LOOSE/MISALIGNED | PUMP | PUMPED OUT/EMPTIED | Y
STAIR | STAIR | OPS | STOPPED/SLOWED/POOR OPS | LOOSE | LOOSE/MISALIGNED | REFILL | REFILLED | N
STAIR | STAIR | OPS | STOPPED/SLOWED/POOR OPS | LOOSE | LOOSE/MISALIGNED | REINS | REINSTALLED | Y
STAIR | STAIR | OPS | STOPPED/SLOWED/POOR OPS | LOOSE | LOOSE/MISALIGNED | REMOVE | REMOVED | N
STAIR | STAIR | OPS | STOPPED/SLOWED/POOR OPS | LOOSE | LOOSE/MISALIGNED | REP | REPAIRED/RESTORED/ADJUSTED | N
STAIR | STAIR | OPS | STOPPED/SLOWED/POOR OPS | LOOSE | LOOSE/MISALIGNED | RESEAL | RESEALED/REPACKED | Y
STAIR | STAIR | OPS | STOPPED/SLOWED/POOR OPS | LOOSE | LOOSE/MISALIGNED | RESET | RESET/RESTARTED | Y
STAIR | STAIR | OPS | STOPPED/SLOWED/POOR OPS | LOOSE | LOOSE/MISALIGNED | REWIRE | REWIRED | Y
STAIR | STAIR | OPS | STOPPED/SLOWED/POOR OPS | LOOSE | LOOSE/MISALIGNED | RPL | REPLACED | N
STAIR | STAIR | OPS | STOPPED/SLOWED/POOR OPS | NOCAUSE | NO CAUSE FOUND | MOD | MODIFIED | N
STAIR | STAIR | OPS | STOPPED/SLOWED/POOR OPS | NOCAUSE | NO CAUSE FOUND | CLEAN | CLEANED | N
STAIR | STAIR | OPS | STOPPED/SLOWED/POOR OPS | NOCAUSE | NO CAUSE FOUND | CLOSE | SECURED/CLOSED | N
STAIR | STAIR | OPS | STOPPED/SLOWED/POOR OPS | NOCAUSE | NO CAUSE FOUND | CONN | CONNECTED | Y
STAIR | STAIR | OPS | STOPPED/SLOWED/POOR OPS | NOCAUSE | NO CAUSE FOUND | DISCONN | DISCONNECTED | Y
STAIR | STAIR | OPS | STOPPED/SLOWED/POOR OPS | NOCAUSE | NO CAUSE FOUND | LUB | LUBRICATED | Y
STAIR | STAIR | OPS | STOPPED/SLOWED/POOR OPS | NOCAUSE | NO CAUSE FOUND | NOF | NO FAULT FOUND | N
STAIR | STAIR | OPS | STOPPED/SLOWED/POOR OPS | NOCAUSE | NO CAUSE FOUND | OTHER-R | OTHER REMEDY | N
STAIR | STAIR | OPS | STOPPED/SLOWED/POOR OPS | NOCAUSE | NO CAUSE FOUND | OVH | OVERHAULED/REBUILT/REFURBISHED | N
STAIR | STAIR | OPS | STOPPED/SLOWED/POOR OPS | NOCAUSE | NO CAUSE FOUND | PAINT | PAINTED | N
STAIR | STAIR | OPS | STOPPED/SLOWED/POOR OPS | NOCAUSE | NO CAUSE FOUND | PATCH | PATCHED/PAVED | Y
STAIR | STAIR | OPS | STOPPED/SLOWED/POOR OPS | NOCAUSE | NO CAUSE FOUND | PUMP | PUMPED OUT/EMPTIED | Y
STAIR | STAIR | OPS | STOPPED/SLOWED/POOR OPS | NOCAUSE | NO CAUSE FOUND | REFILL | REFILLED | N
STAIR | STAIR | OPS | STOPPED/SLOWED/POOR OPS | NOCAUSE | NO CAUSE FOUND | REINS | REINSTALLED | Y
STAIR | STAIR | OPS | STOPPED/SLOWED/POOR OPS | NOCAUSE | NO CAUSE FOUND | REMOVE | REMOVED | N
STAIR | STAIR | OPS | STOPPED/SLOWED/POOR OPS | NOCAUSE | NO CAUSE FOUND | REP | REPAIRED/RESTORED/ADJUSTED | N
STAIR | STAIR | OPS | STOPPED/SLOWED/POOR OPS | NOCAUSE | NO CAUSE FOUND | RESEAL | RESEALED/REPACKED | Y
STAIR | STAIR | OPS | STOPPED/SLOWED/POOR OPS | NOCAUSE | NO CAUSE FOUND | RESET | RESET/RESTARTED | Y
STAIR | STAIR | OPS | STOPPED/SLOWED/POOR OPS | NOCAUSE | NO CAUSE FOUND | REWIRE | REWIRED | Y
STAIR | STAIR | OPS | STOPPED/SLOWED/POOR OPS | NOCAUSE | NO CAUSE FOUND | RPL | REPLACED | N
STAIR | STAIR | OPS | STOPPED/SLOWED/POOR OPS | OBSTR | JAMMED/OBSTRUCTED | MOD | MODIFIED | N
STAIR | STAIR | OPS | STOPPED/SLOWED/POOR OPS | OBSTR | JAMMED/OBSTRUCTED | CLEAN | CLEANED | N
STAIR | STAIR | OPS | STOPPED/SLOWED/POOR OPS | OBSTR | JAMMED/OBSTRUCTED | CLOSE | SECURED/CLOSED | N
STAIR | STAIR | OPS | STOPPED/SLOWED/POOR OPS | OBSTR | JAMMED/OBSTRUCTED | CONN | CONNECTED | Y
STAIR | STAIR | OPS | STOPPED/SLOWED/POOR OPS | OBSTR | JAMMED/OBSTRUCTED | DISCONN | DISCONNECTED | Y
STAIR | STAIR | OPS | STOPPED/SLOWED/POOR OPS | OBSTR | JAMMED/OBSTRUCTED | LUB | LUBRICATED | Y
STAIR | STAIR | OPS | STOPPED/SLOWED/POOR OPS | OBSTR | JAMMED/OBSTRUCTED | NOF | NO FAULT FOUND | N
STAIR | STAIR | OPS | STOPPED/SLOWED/POOR OPS | OBSTR | JAMMED/OBSTRUCTED | OTHER-R | OTHER REMEDY | N
STAIR | STAIR | OPS | STOPPED/SLOWED/POOR OPS | OBSTR | JAMMED/OBSTRUCTED | OVH | OVERHAULED/REBUILT/REFURBISHED | N
STAIR | STAIR | OPS | STOPPED/SLOWED/POOR OPS | OBSTR | JAMMED/OBSTRUCTED | PAINT | PAINTED | N
STAIR | STAIR | OPS | STOPPED/SLOWED/POOR OPS | OBSTR | JAMMED/OBSTRUCTED | PATCH | PATCHED/PAVED | Y
STAIR | STAIR | OPS | STOPPED/SLOWED/POOR OPS | OBSTR | JAMMED/OBSTRUCTED | PUMP | PUMPED OUT/EMPTIED | Y
STAIR | STAIR | OPS | STOPPED/SLOWED/POOR OPS | OBSTR | JAMMED/OBSTRUCTED | REFILL | REFILLED | N
STAIR | STAIR | OPS | STOPPED/SLOWED/POOR OPS | OBSTR | JAMMED/OBSTRUCTED | REINS | REINSTALLED | Y
STAIR | STAIR | OPS | STOPPED/SLOWED/POOR OPS | OBSTR | JAMMED/OBSTRUCTED | REMOVE | REMOVED | N
STAIR | STAIR | OPS | STOPPED/SLOWED/POOR OPS | OBSTR | JAMMED/OBSTRUCTED | REP | REPAIRED/RESTORED/ADJUSTED | N
STAIR | STAIR | OPS | STOPPED/SLOWED/POOR OPS | OBSTR | JAMMED/OBSTRUCTED | RESEAL | RESEALED/REPACKED | Y
STAIR | STAIR | OPS | STOPPED/SLOWED/POOR OPS | OBSTR | JAMMED/OBSTRUCTED | RESET | RESET/RESTARTED | Y
STAIR | STAIR | OPS | STOPPED/SLOWED/POOR OPS | OBSTR | JAMMED/OBSTRUCTED | REWIRE | REWIRED | Y
STAIR | STAIR | OPS | STOPPED/SLOWED/POOR OPS | OBSTR | JAMMED/OBSTRUCTED | RPL | REPLACED | N
STAIR | STAIR | OPS | STOPPED/SLOWED/POOR OPS | OPSERRMTCERR | OPERATIONS/MAINTENANCE RELATED | MOD | MODIFIED | N
STAIR | STAIR | OPS | STOPPED/SLOWED/POOR OPS | OPSERRMTCERR | OPERATIONS/MAINTENANCE RELATED | CLEAN | CLEANED | N
STAIR | STAIR | OPS | STOPPED/SLOWED/POOR OPS | OPSERRMTCERR | OPERATIONS/MAINTENANCE RELATED | CLOSE | SECURED/CLOSED | N
STAIR | STAIR | OPS | STOPPED/SLOWED/POOR OPS | OPSERRMTCERR | OPERATIONS/MAINTENANCE RELATED | CONN | CONNECTED | Y
STAIR | STAIR | OPS | STOPPED/SLOWED/POOR OPS | OPSERRMTCERR | OPERATIONS/MAINTENANCE RELATED | DISCONN | DISCONNECTED | Y
STAIR | STAIR | OPS | STOPPED/SLOWED/POOR OPS | OPSERRMTCERR | OPERATIONS/MAINTENANCE RELATED | LUB | LUBRICATED | Y
STAIR | STAIR | OPS | STOPPED/SLOWED/POOR OPS | OPSERRMTCERR | OPERATIONS/MAINTENANCE RELATED | NOF | NO FAULT FOUND | N
STAIR | STAIR | OPS | STOPPED/SLOWED/POOR OPS | OPSERRMTCERR | OPERATIONS/MAINTENANCE RELATED | OTHER-R | OTHER REMEDY | N
STAIR | STAIR | OPS | STOPPED/SLOWED/POOR OPS | OPSERRMTCERR | OPERATIONS/MAINTENANCE RELATED | OVH | OVERHAULED/REBUILT/REFURBISHED | N
STAIR | STAIR | OPS | STOPPED/SLOWED/POOR OPS | OPSERRMTCERR | OPERATIONS/MAINTENANCE RELATED | PAINT | PAINTED | N
STAIR | STAIR | OPS | STOPPED/SLOWED/POOR OPS | OPSERRMTCERR | OPERATIONS/MAINTENANCE RELATED | PATCH | PATCHED/PAVED | Y
STAIR | STAIR | OPS | STOPPED/SLOWED/POOR OPS | OPSERRMTCERR | OPERATIONS/MAINTENANCE RELATED | PUMP | PUMPED OUT/EMPTIED | Y
STAIR | STAIR | OPS | STOPPED/SLOWED/POOR OPS | OPSERRMTCERR | OPERATIONS/MAINTENANCE RELATED | REFILL | REFILLED | N
STAIR | STAIR | OPS | STOPPED/SLOWED/POOR OPS | OPSERRMTCERR | OPERATIONS/MAINTENANCE RELATED | REINS | REINSTALLED | Y
STAIR | STAIR | OPS | STOPPED/SLOWED/POOR OPS | OPSERRMTCERR | OPERATIONS/MAINTENANCE RELATED | REMOVE | REMOVED | N
STAIR | STAIR | OPS | STOPPED/SLOWED/POOR OPS | OPSERRMTCERR | OPERATIONS/MAINTENANCE RELATED | REP | REPAIRED/RESTORED/ADJUSTED | N
STAIR | STAIR | OPS | STOPPED/SLOWED/POOR OPS | OPSERRMTCERR | OPERATIONS/MAINTENANCE RELATED | RESEAL | RESEALED/REPACKED | Y
STAIR | STAIR | OPS | STOPPED/SLOWED/POOR OPS | OPSERRMTCERR | OPERATIONS/MAINTENANCE RELATED | RESET | RESET/RESTARTED | Y
STAIR | STAIR | OPS | STOPPED/SLOWED/POOR OPS | OPSERRMTCERR | OPERATIONS/MAINTENANCE RELATED | REWIRE | REWIRED | Y
STAIR | STAIR | OPS | STOPPED/SLOWED/POOR OPS | OPSERRMTCERR | OPERATIONS/MAINTENANCE RELATED | RPL | REPLACED | N
STAIR | STAIR | OPS | STOPPED/SLOWED/POOR OPS | OTHER-C | OTHER CAUSE | MOD | MODIFIED | N
STAIR | STAIR | OPS | STOPPED/SLOWED/POOR OPS | OTHER-C | OTHER CAUSE | CLEAN | CLEANED | N
STAIR | STAIR | OPS | STOPPED/SLOWED/POOR OPS | OTHER-C | OTHER CAUSE | CLOSE | SECURED/CLOSED | N
STAIR | STAIR | OPS | STOPPED/SLOWED/POOR OPS | OTHER-C | OTHER CAUSE | CONN | CONNECTED | Y
STAIR | STAIR | OPS | STOPPED/SLOWED/POOR OPS | OTHER-C | OTHER CAUSE | DISCONN | DISCONNECTED | Y
STAIR | STAIR | OPS | STOPPED/SLOWED/POOR OPS | OTHER-C | OTHER CAUSE | LUB | LUBRICATED | Y
STAIR | STAIR | OPS | STOPPED/SLOWED/POOR OPS | OTHER-C | OTHER CAUSE | NOF | NO FAULT FOUND | N
STAIR | STAIR | OPS | STOPPED/SLOWED/POOR OPS | OTHER-C | OTHER CAUSE | OTHER-R | OTHER REMEDY | N
STAIR | STAIR | OPS | STOPPED/SLOWED/POOR OPS | OTHER-C | OTHER CAUSE | OVH | OVERHAULED/REBUILT/REFURBISHED | N
STAIR | STAIR | OPS | STOPPED/SLOWED/POOR OPS | OTHER-C | OTHER CAUSE | PAINT | PAINTED | N
STAIR | STAIR | OPS | STOPPED/SLOWED/POOR OPS | OTHER-C | OTHER CAUSE | PATCH | PATCHED/PAVED | Y
STAIR | STAIR | OPS | STOPPED/SLOWED/POOR OPS | OTHER-C | OTHER CAUSE | PUMP | PUMPED OUT/EMPTIED | Y
STAIR | STAIR | OPS | STOPPED/SLOWED/POOR OPS | OTHER-C | OTHER CAUSE | REFILL | REFILLED | N
STAIR | STAIR | OPS | STOPPED/SLOWED/POOR OPS | OTHER-C | OTHER CAUSE | REINS | REINSTALLED | Y
STAIR | STAIR | OPS | STOPPED/SLOWED/POOR OPS | OTHER-C | OTHER CAUSE | REMOVE | REMOVED | N
STAIR | STAIR | OPS | STOPPED/SLOWED/POOR OPS | OTHER-C | OTHER CAUSE | REP | REPAIRED/RESTORED/ADJUSTED | N
STAIR | STAIR | OPS | STOPPED/SLOWED/POOR OPS | OTHER-C | OTHER CAUSE | RESEAL | RESEALED/REPACKED | Y
STAIR | STAIR | OPS | STOPPED/SLOWED/POOR OPS | OTHER-C | OTHER CAUSE | RESET | RESET/RESTARTED | Y
STAIR | STAIR | OPS | STOPPED/SLOWED/POOR OPS | OTHER-C | OTHER CAUSE | REWIRE | REWIRED | Y
STAIR | STAIR | OPS | STOPPED/SLOWED/POOR OPS | OTHER-C | OTHER CAUSE | RPL | REPLACED | N
STAIR | STAIR | OPS | STOPPED/SLOWED/POOR OPS | POWERSUP | POWER SUPPLY | MOD | MODIFIED | Y
STAIR | STAIR | OPS | STOPPED/SLOWED/POOR OPS | POWERSUP | POWER SUPPLY | CLEAN | CLEANED | Y
STAIR | STAIR | OPS | STOPPED/SLOWED/POOR OPS | POWERSUP | POWER SUPPLY | CLOSE | SECURED/CLOSED | Y
STAIR | STAIR | OPS | STOPPED/SLOWED/POOR OPS | POWERSUP | POWER SUPPLY | CONN | CONNECTED | Y
STAIR | STAIR | OPS | STOPPED/SLOWED/POOR OPS | POWERSUP | POWER SUPPLY | DISCONN | DISCONNECTED | Y
STAIR | STAIR | OPS | STOPPED/SLOWED/POOR OPS | POWERSUP | POWER SUPPLY | LUB | LUBRICATED | Y
STAIR | STAIR | OPS | STOPPED/SLOWED/POOR OPS | POWERSUP | POWER SUPPLY | NOF | NO FAULT FOUND | Y
STAIR | STAIR | OPS | STOPPED/SLOWED/POOR OPS | POWERSUP | POWER SUPPLY | OTHER-R | OTHER REMEDY | Y
STAIR | STAIR | OPS | STOPPED/SLOWED/POOR OPS | POWERSUP | POWER SUPPLY | OVH | OVERHAULED/REBUILT/REFURBISHED | Y
STAIR | STAIR | OPS | STOPPED/SLOWED/POOR OPS | POWERSUP | POWER SUPPLY | PAINT | PAINTED | Y
STAIR | STAIR | OPS | STOPPED/SLOWED/POOR OPS | POWERSUP | POWER SUPPLY | PATCH | PATCHED/PAVED | Y
STAIR | STAIR | OPS | STOPPED/SLOWED/POOR OPS | POWERSUP | POWER SUPPLY | PUMP | PUMPED OUT/EMPTIED | Y
STAIR | STAIR | OPS | STOPPED/SLOWED/POOR OPS | POWERSUP | POWER SUPPLY | REFILL | REFILLED | Y
STAIR | STAIR | OPS | STOPPED/SLOWED/POOR OPS | POWERSUP | POWER SUPPLY | REINS | REINSTALLED | Y
STAIR | STAIR | OPS | STOPPED/SLOWED/POOR OPS | POWERSUP | POWER SUPPLY | REMOVE | REMOVED | Y
STAIR | STAIR | OPS | STOPPED/SLOWED/POOR OPS | POWERSUP | POWER SUPPLY | REP | REPAIRED/RESTORED/ADJUSTED | Y
STAIR | STAIR | OPS | STOPPED/SLOWED/POOR OPS | POWERSUP | POWER SUPPLY | RESEAL | RESEALED/REPACKED | Y
STAIR | STAIR | OPS | STOPPED/SLOWED/POOR OPS | POWERSUP | POWER SUPPLY | RESET | RESET/RESTARTED | Y
STAIR | STAIR | OPS | STOPPED/SLOWED/POOR OPS | POWERSUP | POWER SUPPLY | REWIRE | REWIRED | Y
STAIR | STAIR | OPS | STOPPED/SLOWED/POOR OPS | POWERSUP | POWER SUPPLY | RPL | REPLACED | Y
STAIR | STAIR | OPS | STOPPED/SLOWED/POOR OPS | SENSOR | FAULTY SENSOR | MOD | MODIFIED | Y
STAIR | STAIR | OPS | STOPPED/SLOWED/POOR OPS | SENSOR | FAULTY SENSOR | CLEAN | CLEANED | Y
STAIR | STAIR | OPS | STOPPED/SLOWED/POOR OPS | SENSOR | FAULTY SENSOR | CLOSE | SECURED/CLOSED | Y
STAIR | STAIR | OPS | STOPPED/SLOWED/POOR OPS | SENSOR | FAULTY SENSOR | CONN | CONNECTED | Y
STAIR | STAIR | OPS | STOPPED/SLOWED/POOR OPS | SENSOR | FAULTY SENSOR | DISCONN | DISCONNECTED | Y
STAIR | STAIR | OPS | STOPPED/SLOWED/POOR OPS | SENSOR | FAULTY SENSOR | LUB | LUBRICATED | Y
STAIR | STAIR | OPS | STOPPED/SLOWED/POOR OPS | SENSOR | FAULTY SENSOR | NOF | NO FAULT FOUND | Y
STAIR | STAIR | OPS | STOPPED/SLOWED/POOR OPS | SENSOR | FAULTY SENSOR | OTHER-R | OTHER REMEDY | Y
STAIR | STAIR | OPS | STOPPED/SLOWED/POOR OPS | SENSOR | FAULTY SENSOR | OVH | OVERHAULED/REBUILT/REFURBISHED | Y
STAIR | STAIR | OPS | STOPPED/SLOWED/POOR OPS | SENSOR | FAULTY SENSOR | PAINT | PAINTED | Y
STAIR | STAIR | OPS | STOPPED/SLOWED/POOR OPS | SENSOR | FAULTY SENSOR | PATCH | PATCHED/PAVED | Y
STAIR | STAIR | OPS | STOPPED/SLOWED/POOR OPS | SENSOR | FAULTY SENSOR | PUMP | PUMPED OUT/EMPTIED | Y
STAIR | STAIR | OPS | STOPPED/SLOWED/POOR OPS | SENSOR | FAULTY SENSOR | REFILL | REFILLED | Y
STAIR | STAIR | OPS | STOPPED/SLOWED/POOR OPS | SENSOR | FAULTY SENSOR | REINS | REINSTALLED | Y
STAIR | STAIR | OPS | STOPPED/SLOWED/POOR OPS | SENSOR | FAULTY SENSOR | REMOVE | REMOVED | Y
STAIR | STAIR | OPS | STOPPED/SLOWED/POOR OPS | SENSOR | FAULTY SENSOR | REP | REPAIRED/RESTORED/ADJUSTED | Y
STAIR | STAIR | OPS | STOPPED/SLOWED/POOR OPS | SENSOR | FAULTY SENSOR | RESEAL | RESEALED/REPACKED | Y
STAIR | STAIR | OPS | STOPPED/SLOWED/POOR OPS | SENSOR | FAULTY SENSOR | RESET | RESET/RESTARTED | Y
STAIR | STAIR | OPS | STOPPED/SLOWED/POOR OPS | SENSOR | FAULTY SENSOR | REWIRE | REWIRED | Y
STAIR | STAIR | OPS | STOPPED/SLOWED/POOR OPS | SENSOR | FAULTY SENSOR | RPL | REPLACED | Y
STAIR | STAIR | PESTS | PESTS | BREAKTRP | BREAKER TRIP | MOD | MODIFIED | Y
STAIR | STAIR | PESTS | PESTS | BREAKTRP | BREAKER TRIP | CLEAN | CLEANED | Y
STAIR | STAIR | PESTS | PESTS | BREAKTRP | BREAKER TRIP | CLOSE | SECURED/CLOSED | Y
STAIR | STAIR | PESTS | PESTS | BREAKTRP | BREAKER TRIP | CONN | CONNECTED | Y
STAIR | STAIR | PESTS | PESTS | BREAKTRP | BREAKER TRIP | DISCONN | DISCONNECTED | Y
STAIR | STAIR | PESTS | PESTS | BREAKTRP | BREAKER TRIP | LUB | LUBRICATED | Y
STAIR | STAIR | PESTS | PESTS | BREAKTRP | BREAKER TRIP | NOF | NO FAULT FOUND | Y
STAIR | STAIR | PESTS | PESTS | BREAKTRP | BREAKER TRIP | OTHER-R | OTHER REMEDY | Y
STAIR | STAIR | PESTS | PESTS | BREAKTRP | BREAKER TRIP | OVH | OVERHAULED/REBUILT/REFURBISHED | Y
STAIR | STAIR | PESTS | PESTS | BREAKTRP | BREAKER TRIP | PAINT | PAINTED | Y
STAIR | STAIR | PESTS | PESTS | BREAKTRP | BREAKER TRIP | PATCH | PATCHED/PAVED | Y
STAIR | STAIR | PESTS | PESTS | BREAKTRP | BREAKER TRIP | PUMP | PUMPED OUT/EMPTIED | Y
STAIR | STAIR | PESTS | PESTS | BREAKTRP | BREAKER TRIP | REFILL | REFILLED | Y
STAIR | STAIR | PESTS | PESTS | BREAKTRP | BREAKER TRIP | REINS | REINSTALLED | Y
STAIR | STAIR | PESTS | PESTS | BREAKTRP | BREAKER TRIP | REMOVE | REMOVED | Y
STAIR | STAIR | PESTS | PESTS | BREAKTRP | BREAKER TRIP | REP | REPAIRED/RESTORED/ADJUSTED | Y
STAIR | STAIR | PESTS | PESTS | BREAKTRP | BREAKER TRIP | RESEAL | RESEALED/REPACKED | Y
STAIR | STAIR | PESTS | PESTS | BREAKTRP | BREAKER TRIP | RESET | RESET/RESTARTED | Y
STAIR | STAIR | PESTS | PESTS | BREAKTRP | BREAKER TRIP | REWIRE | REWIRED | Y
STAIR | STAIR | PESTS | PESTS | BREAKTRP | BREAKER TRIP | RPL | REPLACED | Y
STAIR | STAIR | PESTS | PESTS | CORROSION | RUST/CORROSION | MOD | MODIFIED | N
STAIR | STAIR | PESTS | PESTS | CORROSION | RUST/CORROSION | CLEAN | CLEANED | N
STAIR | STAIR | PESTS | PESTS | CORROSION | RUST/CORROSION | CLOSE | SECURED/CLOSED | N
STAIR | STAIR | PESTS | PESTS | CORROSION | RUST/CORROSION | CONN | CONNECTED | Y
STAIR | STAIR | PESTS | PESTS | CORROSION | RUST/CORROSION | DISCONN | DISCONNECTED | Y
STAIR | STAIR | PESTS | PESTS | CORROSION | RUST/CORROSION | LUB | LUBRICATED | Y
STAIR | STAIR | PESTS | PESTS | CORROSION | RUST/CORROSION | NOF | NO FAULT FOUND | N
STAIR | STAIR | PESTS | PESTS | CORROSION | RUST/CORROSION | OTHER-R | OTHER REMEDY | N
STAIR | STAIR | PESTS | PESTS | CORROSION | RUST/CORROSION | OVH | OVERHAULED/REBUILT/REFURBISHED | N
STAIR | STAIR | PESTS | PESTS | CORROSION | RUST/CORROSION | PAINT | PAINTED | N
STAIR | STAIR | PESTS | PESTS | CORROSION | RUST/CORROSION | PATCH | PATCHED/PAVED | Y
STAIR | STAIR | PESTS | PESTS | CORROSION | RUST/CORROSION | PUMP | PUMPED OUT/EMPTIED | Y
STAIR | STAIR | PESTS | PESTS | CORROSION | RUST/CORROSION | REFILL | REFILLED | N
STAIR | STAIR | PESTS | PESTS | CORROSION | RUST/CORROSION | REINS | REINSTALLED | Y
STAIR | STAIR | PESTS | PESTS | CORROSION | RUST/CORROSION | REMOVE | REMOVED | N
STAIR | STAIR | PESTS | PESTS | CORROSION | RUST/CORROSION | REP | REPAIRED/RESTORED/ADJUSTED | N
STAIR | STAIR | PESTS | PESTS | CORROSION | RUST/CORROSION | RESEAL | RESEALED/REPACKED | Y
STAIR | STAIR | PESTS | PESTS | CORROSION | RUST/CORROSION | RESET | RESET/RESTARTED | Y
STAIR | STAIR | PESTS | PESTS | CORROSION | RUST/CORROSION | REWIRE | REWIRED | Y
STAIR | STAIR | PESTS | PESTS | CORROSION | RUST/CORROSION | RPL | REPLACED | N
STAIR | STAIR | PESTS | PESTS | DAMAGE | DAMAGED/BROKEN | MOD | MODIFIED | N
STAIR | STAIR | PESTS | PESTS | DAMAGE | DAMAGED/BROKEN | CLEAN | CLEANED | N
STAIR | STAIR | PESTS | PESTS | DAMAGE | DAMAGED/BROKEN | CLOSE | SECURED/CLOSED | N
STAIR | STAIR | PESTS | PESTS | DAMAGE | DAMAGED/BROKEN | CONN | CONNECTED | Y
STAIR | STAIR | PESTS | PESTS | DAMAGE | DAMAGED/BROKEN | DISCONN | DISCONNECTED | Y
STAIR | STAIR | PESTS | PESTS | DAMAGE | DAMAGED/BROKEN | LUB | LUBRICATED | Y
STAIR | STAIR | PESTS | PESTS | DAMAGE | DAMAGED/BROKEN | NOF | NO FAULT FOUND | N
STAIR | STAIR | PESTS | PESTS | DAMAGE | DAMAGED/BROKEN | OTHER-R | OTHER REMEDY | N
STAIR | STAIR | PESTS | PESTS | DAMAGE | DAMAGED/BROKEN | OVH | OVERHAULED/REBUILT/REFURBISHED | N
STAIR | STAIR | PESTS | PESTS | DAMAGE | DAMAGED/BROKEN | PAINT | PAINTED | N
STAIR | STAIR | PESTS | PESTS | DAMAGE | DAMAGED/BROKEN | PATCH | PATCHED/PAVED | Y
STAIR | STAIR | PESTS | PESTS | DAMAGE | DAMAGED/BROKEN | PUMP | PUMPED OUT/EMPTIED | Y
STAIR | STAIR | PESTS | PESTS | DAMAGE | DAMAGED/BROKEN | REFILL | REFILLED | N
STAIR | STAIR | PESTS | PESTS | DAMAGE | DAMAGED/BROKEN | REINS | REINSTALLED | Y
STAIR | STAIR | PESTS | PESTS | DAMAGE | DAMAGED/BROKEN | REMOVE | REMOVED | N
STAIR | STAIR | PESTS | PESTS | DAMAGE | DAMAGED/BROKEN | REP | REPAIRED/RESTORED/ADJUSTED | N
STAIR | STAIR | PESTS | PESTS | DAMAGE | DAMAGED/BROKEN | RESEAL | RESEALED/REPACKED | Y
STAIR | STAIR | PESTS | PESTS | DAMAGE | DAMAGED/BROKEN | RESET | RESET/RESTARTED | Y
STAIR | STAIR | PESTS | PESTS | DAMAGE | DAMAGED/BROKEN | REWIRE | REWIRED | Y
STAIR | STAIR | PESTS | PESTS | DAMAGE | DAMAGED/BROKEN | RPL | REPLACED | N
STAIR | STAIR | PESTS | PESTS | DESGEN | DESIGN RELATED | MOD | MODIFIED | N
STAIR | STAIR | PESTS | PESTS | DESGEN | DESIGN RELATED | CLEAN | CLEANED | N
STAIR | STAIR | PESTS | PESTS | DESGEN | DESIGN RELATED | CLOSE | SECURED/CLOSED | N
STAIR | STAIR | PESTS | PESTS | DESGEN | DESIGN RELATED | CONN | CONNECTED | Y
STAIR | STAIR | PESTS | PESTS | DESGEN | DESIGN RELATED | DISCONN | DISCONNECTED | Y
STAIR | STAIR | PESTS | PESTS | DESGEN | DESIGN RELATED | LUB | LUBRICATED | Y
STAIR | STAIR | PESTS | PESTS | DESGEN | DESIGN RELATED | NOF | NO FAULT FOUND | N
STAIR | STAIR | PESTS | PESTS | DESGEN | DESIGN RELATED | OTHER-R | OTHER REMEDY | N
STAIR | STAIR | PESTS | PESTS | DESGEN | DESIGN RELATED | OVH | OVERHAULED/REBUILT/REFURBISHED | N
STAIR | STAIR | PESTS | PESTS | DESGEN | DESIGN RELATED | PAINT | PAINTED | N
STAIR | STAIR | PESTS | PESTS | DESGEN | DESIGN RELATED | PATCH | PATCHED/PAVED | Y
STAIR | STAIR | PESTS | PESTS | DESGEN | DESIGN RELATED | PUMP | PUMPED OUT/EMPTIED | Y
STAIR | STAIR | PESTS | PESTS | DESGEN | DESIGN RELATED | REFILL | REFILLED | N
STAIR | STAIR | PESTS | PESTS | DESGEN | DESIGN RELATED | REINS | REINSTALLED | Y
STAIR | STAIR | PESTS | PESTS | DESGEN | DESIGN RELATED | REMOVE | REMOVED | N
STAIR | STAIR | PESTS | PESTS | DESGEN | DESIGN RELATED | REP | REPAIRED/RESTORED/ADJUSTED | N
STAIR | STAIR | PESTS | PESTS | DESGEN | DESIGN RELATED | RESEAL | RESEALED/REPACKED | Y
STAIR | STAIR | PESTS | PESTS | DESGEN | DESIGN RELATED | RESET | RESET/RESTARTED | Y
STAIR | STAIR | PESTS | PESTS | DESGEN | DESIGN RELATED | REWIRE | REWIRED | Y
STAIR | STAIR | PESTS | PESTS | DESGEN | DESIGN RELATED | RPL | REPLACED | N
STAIR | STAIR | PESTS | PESTS | DIRTY | DIRTY | MOD | MODIFIED | N
STAIR | STAIR | PESTS | PESTS | DIRTY | DIRTY | CLEAN | CLEANED | N
STAIR | STAIR | PESTS | PESTS | DIRTY | DIRTY | CLOSE | SECURED/CLOSED | N
STAIR | STAIR | PESTS | PESTS | DIRTY | DIRTY | CONN | CONNECTED | Y
STAIR | STAIR | PESTS | PESTS | DIRTY | DIRTY | DISCONN | DISCONNECTED | Y
STAIR | STAIR | PESTS | PESTS | DIRTY | DIRTY | LUB | LUBRICATED | Y
STAIR | STAIR | PESTS | PESTS | DIRTY | DIRTY | NOF | NO FAULT FOUND | N
STAIR | STAIR | PESTS | PESTS | DIRTY | DIRTY | OTHER-R | OTHER REMEDY | N
STAIR | STAIR | PESTS | PESTS | DIRTY | DIRTY | OVH | OVERHAULED/REBUILT/REFURBISHED | N
STAIR | STAIR | PESTS | PESTS | DIRTY | DIRTY | PAINT | PAINTED | N
STAIR | STAIR | PESTS | PESTS | DIRTY | DIRTY | PATCH | PATCHED/PAVED | Y
STAIR | STAIR | PESTS | PESTS | DIRTY | DIRTY | PUMP | PUMPED OUT/EMPTIED | Y
STAIR | STAIR | PESTS | PESTS | DIRTY | DIRTY | REFILL | REFILLED | N
STAIR | STAIR | PESTS | PESTS | DIRTY | DIRTY | REINS | REINSTALLED | Y
STAIR | STAIR | PESTS | PESTS | DIRTY | DIRTY | REMOVE | REMOVED | N
STAIR | STAIR | PESTS | PESTS | DIRTY | DIRTY | REP | REPAIRED/RESTORED/ADJUSTED | N
STAIR | STAIR | PESTS | PESTS | DIRTY | DIRTY | RESEAL | RESEALED/REPACKED | Y
STAIR | STAIR | PESTS | PESTS | DIRTY | DIRTY | RESET | RESET/RESTARTED | Y
STAIR | STAIR | PESTS | PESTS | DIRTY | DIRTY | REWIRE | REWIRED | Y
STAIR | STAIR | PESTS | PESTS | DIRTY | DIRTY | RPL | REPLACED | N
STAIR | STAIR | PESTS | PESTS | EXPWT | EXPECTED WEAR AND TEAR | MOD | MODIFIED | N
STAIR | STAIR | PESTS | PESTS | EXPWT | EXPECTED WEAR AND TEAR | CLEAN | CLEANED | N
STAIR | STAIR | PESTS | PESTS | EXPWT | EXPECTED WEAR AND TEAR | CLOSE | SECURED/CLOSED | N
STAIR | STAIR | PESTS | PESTS | EXPWT | EXPECTED WEAR AND TEAR | CONN | CONNECTED | Y
STAIR | STAIR | PESTS | PESTS | EXPWT | EXPECTED WEAR AND TEAR | DISCONN | DISCONNECTED | Y
STAIR | STAIR | PESTS | PESTS | EXPWT | EXPECTED WEAR AND TEAR | LUB | LUBRICATED | Y
STAIR | STAIR | PESTS | PESTS | EXPWT | EXPECTED WEAR AND TEAR | NOF | NO FAULT FOUND | N
STAIR | STAIR | PESTS | PESTS | EXPWT | EXPECTED WEAR AND TEAR | OTHER-R | OTHER REMEDY | N
STAIR | STAIR | PESTS | PESTS | EXPWT | EXPECTED WEAR AND TEAR | OVH | OVERHAULED/REBUILT/REFURBISHED | N
STAIR | STAIR | PESTS | PESTS | EXPWT | EXPECTED WEAR AND TEAR | PAINT | PAINTED | N
STAIR | STAIR | PESTS | PESTS | EXPWT | EXPECTED WEAR AND TEAR | PATCH | PATCHED/PAVED | Y
STAIR | STAIR | PESTS | PESTS | EXPWT | EXPECTED WEAR AND TEAR | PUMP | PUMPED OUT/EMPTIED | Y
STAIR | STAIR | PESTS | PESTS | EXPWT | EXPECTED WEAR AND TEAR | REFILL | REFILLED | N
STAIR | STAIR | PESTS | PESTS | EXPWT | EXPECTED WEAR AND TEAR | REINS | REINSTALLED | Y
STAIR | STAIR | PESTS | PESTS | EXPWT | EXPECTED WEAR AND TEAR | REMOVE | REMOVED | N
STAIR | STAIR | PESTS | PESTS | EXPWT | EXPECTED WEAR AND TEAR | REP | REPAIRED/RESTORED/ADJUSTED | N
STAIR | STAIR | PESTS | PESTS | EXPWT | EXPECTED WEAR AND TEAR | RESEAL | RESEALED/REPACKED | Y
STAIR | STAIR | PESTS | PESTS | EXPWT | EXPECTED WEAR AND TEAR | RESET | RESET/RESTARTED | Y
STAIR | STAIR | PESTS | PESTS | EXPWT | EXPECTED WEAR AND TEAR | REWIRE | REWIRED | Y
STAIR | STAIR | PESTS | PESTS | EXPWT | EXPECTED WEAR AND TEAR | RPL | REPLACED | N
STAIR | STAIR | PESTS | PESTS | FABGEN | FABRICATION/INSTALLATION RELATED | MOD | MODIFIED | N
STAIR | STAIR | PESTS | PESTS | FABGEN | FABRICATION/INSTALLATION RELATED | CLEAN | CLEANED | N
STAIR | STAIR | PESTS | PESTS | FABGEN | FABRICATION/INSTALLATION RELATED | CLOSE | SECURED/CLOSED | N
STAIR | STAIR | PESTS | PESTS | FABGEN | FABRICATION/INSTALLATION RELATED | CONN | CONNECTED | Y
STAIR | STAIR | PESTS | PESTS | FABGEN | FABRICATION/INSTALLATION RELATED | DISCONN | DISCONNECTED | Y
STAIR | STAIR | PESTS | PESTS | FABGEN | FABRICATION/INSTALLATION RELATED | LUB | LUBRICATED | Y
STAIR | STAIR | PESTS | PESTS | FABGEN | FABRICATION/INSTALLATION RELATED | NOF | NO FAULT FOUND | N
STAIR | STAIR | PESTS | PESTS | FABGEN | FABRICATION/INSTALLATION RELATED | OTHER-R | OTHER REMEDY | N
STAIR | STAIR | PESTS | PESTS | FABGEN | FABRICATION/INSTALLATION RELATED | OVH | OVERHAULED/REBUILT/REFURBISHED | N
STAIR | STAIR | PESTS | PESTS | FABGEN | FABRICATION/INSTALLATION RELATED | PAINT | PAINTED | N
STAIR | STAIR | PESTS | PESTS | FABGEN | FABRICATION/INSTALLATION RELATED | PATCH | PATCHED/PAVED | Y
STAIR | STAIR | PESTS | PESTS | FABGEN | FABRICATION/INSTALLATION RELATED | PUMP | PUMPED OUT/EMPTIED | Y
STAIR | STAIR | PESTS | PESTS | FABGEN | FABRICATION/INSTALLATION RELATED | REFILL | REFILLED | N
STAIR | STAIR | PESTS | PESTS | FABGEN | FABRICATION/INSTALLATION RELATED | REINS | REINSTALLED | Y
STAIR | STAIR | PESTS | PESTS | FABGEN | FABRICATION/INSTALLATION RELATED | REMOVE | REMOVED | N
STAIR | STAIR | PESTS | PESTS | FABGEN | FABRICATION/INSTALLATION RELATED | REP | REPAIRED/RESTORED/ADJUSTED | N
STAIR | STAIR | PESTS | PESTS | FABGEN | FABRICATION/INSTALLATION RELATED | RESEAL | RESEALED/REPACKED | Y
STAIR | STAIR | PESTS | PESTS | FABGEN | FABRICATION/INSTALLATION RELATED | RESET | RESET/RESTARTED | Y
STAIR | STAIR | PESTS | PESTS | FABGEN | FABRICATION/INSTALLATION RELATED | REWIRE | REWIRED | Y
STAIR | STAIR | PESTS | PESTS | FABGEN | FABRICATION/INSTALLATION RELATED | RPL | REPLACED | N
STAIR | STAIR | PESTS | PESTS | IMPMAT | IMPROPER MATERIAL | MOD | MODIFIED | Y
STAIR | STAIR | PESTS | PESTS | IMPMAT | IMPROPER MATERIAL | CLEAN | CLEANED | Y
STAIR | STAIR | PESTS | PESTS | IMPMAT | IMPROPER MATERIAL | CLOSE | SECURED/CLOSED | Y
STAIR | STAIR | PESTS | PESTS | IMPMAT | IMPROPER MATERIAL | CONN | CONNECTED | Y
STAIR | STAIR | PESTS | PESTS | IMPMAT | IMPROPER MATERIAL | DISCONN | DISCONNECTED | Y
STAIR | STAIR | PESTS | PESTS | IMPMAT | IMPROPER MATERIAL | LUB | LUBRICATED | Y
STAIR | STAIR | PESTS | PESTS | IMPMAT | IMPROPER MATERIAL | NOF | NO FAULT FOUND | Y
STAIR | STAIR | PESTS | PESTS | IMPMAT | IMPROPER MATERIAL | OTHER-R | OTHER REMEDY | Y
STAIR | STAIR | PESTS | PESTS | IMPMAT | IMPROPER MATERIAL | OVH | OVERHAULED/REBUILT/REFURBISHED | Y
STAIR | STAIR | PESTS | PESTS | IMPMAT | IMPROPER MATERIAL | PAINT | PAINTED | Y
STAIR | STAIR | PESTS | PESTS | IMPMAT | IMPROPER MATERIAL | PATCH | PATCHED/PAVED | Y
STAIR | STAIR | PESTS | PESTS | IMPMAT | IMPROPER MATERIAL | PUMP | PUMPED OUT/EMPTIED | Y
STAIR | STAIR | PESTS | PESTS | IMPMAT | IMPROPER MATERIAL | REFILL | REFILLED | Y
STAIR | STAIR | PESTS | PESTS | IMPMAT | IMPROPER MATERIAL | REINS | REINSTALLED | Y
STAIR | STAIR | PESTS | PESTS | IMPMAT | IMPROPER MATERIAL | REMOVE | REMOVED | Y
STAIR | STAIR | PESTS | PESTS | IMPMAT | IMPROPER MATERIAL | REP | REPAIRED/RESTORED/ADJUSTED | Y
STAIR | STAIR | PESTS | PESTS | IMPMAT | IMPROPER MATERIAL | RESEAL | RESEALED/REPACKED | Y
STAIR | STAIR | PESTS | PESTS | IMPMAT | IMPROPER MATERIAL | RESET | RESET/RESTARTED | Y
STAIR | STAIR | PESTS | PESTS | IMPMAT | IMPROPER MATERIAL | REWIRE | REWIRED | Y
STAIR | STAIR | PESTS | PESTS | IMPMAT | IMPROPER MATERIAL | RPL | REPLACED | Y
STAIR | STAIR | PESTS | PESTS | LEAK | LEAK | MOD | MODIFIED | Y
STAIR | STAIR | PESTS | PESTS | LEAK | LEAK | CLEAN | CLEANED | Y
STAIR | STAIR | PESTS | PESTS | LEAK | LEAK | CLOSE | SECURED/CLOSED | Y
STAIR | STAIR | PESTS | PESTS | LEAK | LEAK | CONN | CONNECTED | Y
STAIR | STAIR | PESTS | PESTS | LEAK | LEAK | DISCONN | DISCONNECTED | Y
STAIR | STAIR | PESTS | PESTS | LEAK | LEAK | LUB | LUBRICATED | Y
STAIR | STAIR | PESTS | PESTS | LEAK | LEAK | NOF | NO FAULT FOUND | Y
STAIR | STAIR | PESTS | PESTS | LEAK | LEAK | OTHER-R | OTHER REMEDY | Y
STAIR | STAIR | PESTS | PESTS | LEAK | LEAK | OVH | OVERHAULED/REBUILT/REFURBISHED | Y
STAIR | STAIR | PESTS | PESTS | LEAK | LEAK | PAINT | PAINTED | Y
STAIR | STAIR | PESTS | PESTS | LEAK | LEAK | PATCH | PATCHED/PAVED | Y
STAIR | STAIR | PESTS | PESTS | LEAK | LEAK | PUMP | PUMPED OUT/EMPTIED | Y
STAIR | STAIR | PESTS | PESTS | LEAK | LEAK | REFILL | REFILLED | Y
STAIR | STAIR | PESTS | PESTS | LEAK | LEAK | REINS | REINSTALLED | Y
STAIR | STAIR | PESTS | PESTS | LEAK | LEAK | REMOVE | REMOVED | Y
STAIR | STAIR | PESTS | PESTS | LEAK | LEAK | REP | REPAIRED/RESTORED/ADJUSTED | Y
STAIR | STAIR | PESTS | PESTS | LEAK | LEAK | RESEAL | RESEALED/REPACKED | Y
STAIR | STAIR | PESTS | PESTS | LEAK | LEAK | RESET | RESET/RESTARTED | Y
STAIR | STAIR | PESTS | PESTS | LEAK | LEAK | REWIRE | REWIRED | Y
STAIR | STAIR | PESTS | PESTS | LEAK | LEAK | RPL | REPLACED | Y
STAIR | STAIR | PESTS | PESTS | LOOSE | LOOSE/MISALIGNED | MOD | MODIFIED | N
STAIR | STAIR | PESTS | PESTS | LOOSE | LOOSE/MISALIGNED | CLEAN | CLEANED | N
STAIR | STAIR | PESTS | PESTS | LOOSE | LOOSE/MISALIGNED | CLOSE | SECURED/CLOSED | N
STAIR | STAIR | PESTS | PESTS | LOOSE | LOOSE/MISALIGNED | CONN | CONNECTED | Y
STAIR | STAIR | PESTS | PESTS | LOOSE | LOOSE/MISALIGNED | DISCONN | DISCONNECTED | Y
STAIR | STAIR | PESTS | PESTS | LOOSE | LOOSE/MISALIGNED | LUB | LUBRICATED | Y
STAIR | STAIR | PESTS | PESTS | LOOSE | LOOSE/MISALIGNED | NOF | NO FAULT FOUND | N
STAIR | STAIR | PESTS | PESTS | LOOSE | LOOSE/MISALIGNED | OTHER-R | OTHER REMEDY | N
STAIR | STAIR | PESTS | PESTS | LOOSE | LOOSE/MISALIGNED | OVH | OVERHAULED/REBUILT/REFURBISHED | N
STAIR | STAIR | PESTS | PESTS | LOOSE | LOOSE/MISALIGNED | PAINT | PAINTED | N
STAIR | STAIR | PESTS | PESTS | LOOSE | LOOSE/MISALIGNED | PATCH | PATCHED/PAVED | Y
STAIR | STAIR | PESTS | PESTS | LOOSE | LOOSE/MISALIGNED | PUMP | PUMPED OUT/EMPTIED | Y
STAIR | STAIR | PESTS | PESTS | LOOSE | LOOSE/MISALIGNED | REFILL | REFILLED | N
STAIR | STAIR | PESTS | PESTS | LOOSE | LOOSE/MISALIGNED | REINS | REINSTALLED | Y
STAIR | STAIR | PESTS | PESTS | LOOSE | LOOSE/MISALIGNED | REMOVE | REMOVED | N
STAIR | STAIR | PESTS | PESTS | LOOSE | LOOSE/MISALIGNED | REP | REPAIRED/RESTORED/ADJUSTED | N
STAIR | STAIR | PESTS | PESTS | LOOSE | LOOSE/MISALIGNED | RESEAL | RESEALED/REPACKED | Y
STAIR | STAIR | PESTS | PESTS | LOOSE | LOOSE/MISALIGNED | RESET | RESET/RESTARTED | Y
STAIR | STAIR | PESTS | PESTS | LOOSE | LOOSE/MISALIGNED | REWIRE | REWIRED | Y
STAIR | STAIR | PESTS | PESTS | LOOSE | LOOSE/MISALIGNED | RPL | REPLACED | N
STAIR | STAIR | PESTS | PESTS | NOCAUSE | NO CAUSE FOUND | MOD | MODIFIED | N
STAIR | STAIR | PESTS | PESTS | NOCAUSE | NO CAUSE FOUND | CLEAN | CLEANED | N
STAIR | STAIR | PESTS | PESTS | NOCAUSE | NO CAUSE FOUND | CLOSE | SECURED/CLOSED | N
STAIR | STAIR | PESTS | PESTS | NOCAUSE | NO CAUSE FOUND | CONN | CONNECTED | Y
STAIR | STAIR | PESTS | PESTS | NOCAUSE | NO CAUSE FOUND | DISCONN | DISCONNECTED | Y
STAIR | STAIR | PESTS | PESTS | NOCAUSE | NO CAUSE FOUND | LUB | LUBRICATED | Y
STAIR | STAIR | PESTS | PESTS | NOCAUSE | NO CAUSE FOUND | NOF | NO FAULT FOUND | N
STAIR | STAIR | PESTS | PESTS | NOCAUSE | NO CAUSE FOUND | OTHER-R | OTHER REMEDY | N
STAIR | STAIR | PESTS | PESTS | NOCAUSE | NO CAUSE FOUND | OVH | OVERHAULED/REBUILT/REFURBISHED | N
STAIR | STAIR | PESTS | PESTS | NOCAUSE | NO CAUSE FOUND | PAINT | PAINTED | N
STAIR | STAIR | PESTS | PESTS | NOCAUSE | NO CAUSE FOUND | PATCH | PATCHED/PAVED | Y
STAIR | STAIR | PESTS | PESTS | NOCAUSE | NO CAUSE FOUND | PUMP | PUMPED OUT/EMPTIED | Y
STAIR | STAIR | PESTS | PESTS | NOCAUSE | NO CAUSE FOUND | REFILL | REFILLED | N
STAIR | STAIR | PESTS | PESTS | NOCAUSE | NO CAUSE FOUND | REINS | REINSTALLED | Y
STAIR | STAIR | PESTS | PESTS | NOCAUSE | NO CAUSE FOUND | REMOVE | REMOVED | N
STAIR | STAIR | PESTS | PESTS | NOCAUSE | NO CAUSE FOUND | REP | REPAIRED/RESTORED/ADJUSTED | N
STAIR | STAIR | PESTS | PESTS | NOCAUSE | NO CAUSE FOUND | RESEAL | RESEALED/REPACKED | Y
STAIR | STAIR | PESTS | PESTS | NOCAUSE | NO CAUSE FOUND | RESET | RESET/RESTARTED | Y
STAIR | STAIR | PESTS | PESTS | NOCAUSE | NO CAUSE FOUND | REWIRE | REWIRED | Y
STAIR | STAIR | PESTS | PESTS | NOCAUSE | NO CAUSE FOUND | RPL | REPLACED | N
STAIR | STAIR | PESTS | PESTS | OBSTR | JAMMED/OBSTRUCTED | MOD | MODIFIED | N
STAIR | STAIR | PESTS | PESTS | OBSTR | JAMMED/OBSTRUCTED | CLEAN | CLEANED | N
STAIR | STAIR | PESTS | PESTS | OBSTR | JAMMED/OBSTRUCTED | CLOSE | SECURED/CLOSED | N
STAIR | STAIR | PESTS | PESTS | OBSTR | JAMMED/OBSTRUCTED | CONN | CONNECTED | Y
STAIR | STAIR | PESTS | PESTS | OBSTR | JAMMED/OBSTRUCTED | DISCONN | DISCONNECTED | Y
STAIR | STAIR | PESTS | PESTS | OBSTR | JAMMED/OBSTRUCTED | LUB | LUBRICATED | Y
STAIR | STAIR | PESTS | PESTS | OBSTR | JAMMED/OBSTRUCTED | NOF | NO FAULT FOUND | N
STAIR | STAIR | PESTS | PESTS | OBSTR | JAMMED/OBSTRUCTED | OTHER-R | OTHER REMEDY | N
STAIR | STAIR | PESTS | PESTS | OBSTR | JAMMED/OBSTRUCTED | OVH | OVERHAULED/REBUILT/REFURBISHED | N
STAIR | STAIR | PESTS | PESTS | OBSTR | JAMMED/OBSTRUCTED | PAINT | PAINTED | N
STAIR | STAIR | PESTS | PESTS | OBSTR | JAMMED/OBSTRUCTED | PATCH | PATCHED/PAVED | Y
STAIR | STAIR | PESTS | PESTS | OBSTR | JAMMED/OBSTRUCTED | PUMP | PUMPED OUT/EMPTIED | Y
STAIR | STAIR | PESTS | PESTS | OBSTR | JAMMED/OBSTRUCTED | REFILL | REFILLED | N
STAIR | STAIR | PESTS | PESTS | OBSTR | JAMMED/OBSTRUCTED | REINS | REINSTALLED | Y
STAIR | STAIR | PESTS | PESTS | OBSTR | JAMMED/OBSTRUCTED | REMOVE | REMOVED | N
STAIR | STAIR | PESTS | PESTS | OBSTR | JAMMED/OBSTRUCTED | REP | REPAIRED/RESTORED/ADJUSTED | N
STAIR | STAIR | PESTS | PESTS | OBSTR | JAMMED/OBSTRUCTED | RESEAL | RESEALED/REPACKED | Y
STAIR | STAIR | PESTS | PESTS | OBSTR | JAMMED/OBSTRUCTED | RESET | RESET/RESTARTED | Y
STAIR | STAIR | PESTS | PESTS | OBSTR | JAMMED/OBSTRUCTED | REWIRE | REWIRED | Y
STAIR | STAIR | PESTS | PESTS | OBSTR | JAMMED/OBSTRUCTED | RPL | REPLACED | N
STAIR | STAIR | PESTS | PESTS | OPSERRMTCERR | OPERATIONS/MAINTENANCE RELATED | MOD | MODIFIED | N
STAIR | STAIR | PESTS | PESTS | OPSERRMTCERR | OPERATIONS/MAINTENANCE RELATED | CLEAN | CLEANED | N
STAIR | STAIR | PESTS | PESTS | OPSERRMTCERR | OPERATIONS/MAINTENANCE RELATED | CLOSE | SECURED/CLOSED | N
STAIR | STAIR | PESTS | PESTS | OPSERRMTCERR | OPERATIONS/MAINTENANCE RELATED | CONN | CONNECTED | Y
STAIR | STAIR | PESTS | PESTS | OPSERRMTCERR | OPERATIONS/MAINTENANCE RELATED | DISCONN | DISCONNECTED | Y
STAIR | STAIR | PESTS | PESTS | OPSERRMTCERR | OPERATIONS/MAINTENANCE RELATED | LUB | LUBRICATED | Y
STAIR | STAIR | PESTS | PESTS | OPSERRMTCERR | OPERATIONS/MAINTENANCE RELATED | NOF | NO FAULT FOUND | N
STAIR | STAIR | PESTS | PESTS | OPSERRMTCERR | OPERATIONS/MAINTENANCE RELATED | OTHER-R | OTHER REMEDY | N
STAIR | STAIR | PESTS | PESTS | OPSERRMTCERR | OPERATIONS/MAINTENANCE RELATED | OVH | OVERHAULED/REBUILT/REFURBISHED | N
STAIR | STAIR | PESTS | PESTS | OPSERRMTCERR | OPERATIONS/MAINTENANCE RELATED | PAINT | PAINTED | N
STAIR | STAIR | PESTS | PESTS | OPSERRMTCERR | OPERATIONS/MAINTENANCE RELATED | PATCH | PATCHED/PAVED | Y
STAIR | STAIR | PESTS | PESTS | OPSERRMTCERR | OPERATIONS/MAINTENANCE RELATED | PUMP | PUMPED OUT/EMPTIED | Y
STAIR | STAIR | PESTS | PESTS | OPSERRMTCERR | OPERATIONS/MAINTENANCE RELATED | REFILL | REFILLED | N
STAIR | STAIR | PESTS | PESTS | OPSERRMTCERR | OPERATIONS/MAINTENANCE RELATED | REINS | REINSTALLED | Y
STAIR | STAIR | PESTS | PESTS | OPSERRMTCERR | OPERATIONS/MAINTENANCE RELATED | REMOVE | REMOVED | N
STAIR | STAIR | PESTS | PESTS | OPSERRMTCERR | OPERATIONS/MAINTENANCE RELATED | REP | REPAIRED/RESTORED/ADJUSTED | N
STAIR | STAIR | PESTS | PESTS | OPSERRMTCERR | OPERATIONS/MAINTENANCE RELATED | RESEAL | RESEALED/REPACKED | Y
STAIR | STAIR | PESTS | PESTS | OPSERRMTCERR | OPERATIONS/MAINTENANCE RELATED | RESET | RESET/RESTARTED | Y
STAIR | STAIR | PESTS | PESTS | OPSERRMTCERR | OPERATIONS/MAINTENANCE RELATED | REWIRE | REWIRED | Y
STAIR | STAIR | PESTS | PESTS | OPSERRMTCERR | OPERATIONS/MAINTENANCE RELATED | RPL | REPLACED | N
STAIR | STAIR | PESTS | PESTS | OTHER-C | OTHER CAUSE | MOD | MODIFIED | N
STAIR | STAIR | PESTS | PESTS | OTHER-C | OTHER CAUSE | CLEAN | CLEANED | N
STAIR | STAIR | PESTS | PESTS | OTHER-C | OTHER CAUSE | CLOSE | SECURED/CLOSED | N
STAIR | STAIR | PESTS | PESTS | OTHER-C | OTHER CAUSE | CONN | CONNECTED | Y
STAIR | STAIR | PESTS | PESTS | OTHER-C | OTHER CAUSE | DISCONN | DISCONNECTED | Y
STAIR | STAIR | PESTS | PESTS | OTHER-C | OTHER CAUSE | LUB | LUBRICATED | Y
STAIR | STAIR | PESTS | PESTS | OTHER-C | OTHER CAUSE | NOF | NO FAULT FOUND | N
STAIR | STAIR | PESTS | PESTS | OTHER-C | OTHER CAUSE | OTHER-R | OTHER REMEDY | N
STAIR | STAIR | PESTS | PESTS | OTHER-C | OTHER CAUSE | OVH | OVERHAULED/REBUILT/REFURBISHED | N
STAIR | STAIR | PESTS | PESTS | OTHER-C | OTHER CAUSE | PAINT | PAINTED | N
STAIR | STAIR | PESTS | PESTS | OTHER-C | OTHER CAUSE | PATCH | PATCHED/PAVED | Y
STAIR | STAIR | PESTS | PESTS | OTHER-C | OTHER CAUSE | PUMP | PUMPED OUT/EMPTIED | Y
STAIR | STAIR | PESTS | PESTS | OTHER-C | OTHER CAUSE | REFILL | REFILLED | N
STAIR | STAIR | PESTS | PESTS | OTHER-C | OTHER CAUSE | REINS | REINSTALLED | Y
STAIR | STAIR | PESTS | PESTS | OTHER-C | OTHER CAUSE | REMOVE | REMOVED | N
STAIR | STAIR | PESTS | PESTS | OTHER-C | OTHER CAUSE | REP | REPAIRED/RESTORED/ADJUSTED | N
STAIR | STAIR | PESTS | PESTS | OTHER-C | OTHER CAUSE | RESEAL | RESEALED/REPACKED | Y
STAIR | STAIR | PESTS | PESTS | OTHER-C | OTHER CAUSE | RESET | RESET/RESTARTED | Y
STAIR | STAIR | PESTS | PESTS | OTHER-C | OTHER CAUSE | REWIRE | REWIRED | Y
STAIR | STAIR | PESTS | PESTS | OTHER-C | OTHER CAUSE | RPL | REPLACED | N
STAIR | STAIR | PESTS | PESTS | POWERSUP | POWER SUPPLY | MOD | MODIFIED | Y
STAIR | STAIR | PESTS | PESTS | POWERSUP | POWER SUPPLY | CLEAN | CLEANED | Y
STAIR | STAIR | PESTS | PESTS | POWERSUP | POWER SUPPLY | CLOSE | SECURED/CLOSED | Y
STAIR | STAIR | PESTS | PESTS | POWERSUP | POWER SUPPLY | CONN | CONNECTED | Y
STAIR | STAIR | PESTS | PESTS | POWERSUP | POWER SUPPLY | DISCONN | DISCONNECTED | Y
STAIR | STAIR | PESTS | PESTS | POWERSUP | POWER SUPPLY | LUB | LUBRICATED | Y
STAIR | STAIR | PESTS | PESTS | POWERSUP | POWER SUPPLY | NOF | NO FAULT FOUND | Y
STAIR | STAIR | PESTS | PESTS | POWERSUP | POWER SUPPLY | OTHER-R | OTHER REMEDY | Y
STAIR | STAIR | PESTS | PESTS | POWERSUP | POWER SUPPLY | OVH | OVERHAULED/REBUILT/REFURBISHED | Y
STAIR | STAIR | PESTS | PESTS | POWERSUP | POWER SUPPLY | PAINT | PAINTED | Y
STAIR | STAIR | PESTS | PESTS | POWERSUP | POWER SUPPLY | PATCH | PATCHED/PAVED | Y
STAIR | STAIR | PESTS | PESTS | POWERSUP | POWER SUPPLY | PUMP | PUMPED OUT/EMPTIED | Y
STAIR | STAIR | PESTS | PESTS | POWERSUP | POWER SUPPLY | REFILL | REFILLED | Y
STAIR | STAIR | PESTS | PESTS | POWERSUP | POWER SUPPLY | REINS | REINSTALLED | Y
STAIR | STAIR | PESTS | PESTS | POWERSUP | POWER SUPPLY | REMOVE | REMOVED | Y
STAIR | STAIR | PESTS | PESTS | POWERSUP | POWER SUPPLY | REP | REPAIRED/RESTORED/ADJUSTED | Y
STAIR | STAIR | PESTS | PESTS | POWERSUP | POWER SUPPLY | RESEAL | RESEALED/REPACKED | Y
STAIR | STAIR | PESTS | PESTS | POWERSUP | POWER SUPPLY | RESET | RESET/RESTARTED | Y
STAIR | STAIR | PESTS | PESTS | POWERSUP | POWER SUPPLY | REWIRE | REWIRED | Y
STAIR | STAIR | PESTS | PESTS | POWERSUP | POWER SUPPLY | RPL | REPLACED | Y
STAIR | STAIR | PESTS | PESTS | SENSOR | FAULTY SENSOR | MOD | MODIFIED | Y
STAIR | STAIR | PESTS | PESTS | SENSOR | FAULTY SENSOR | CLEAN | CLEANED | Y
STAIR | STAIR | PESTS | PESTS | SENSOR | FAULTY SENSOR | CLOSE | SECURED/CLOSED | Y
STAIR | STAIR | PESTS | PESTS | SENSOR | FAULTY SENSOR | CONN | CONNECTED | Y
STAIR | STAIR | PESTS | PESTS | SENSOR | FAULTY SENSOR | DISCONN | DISCONNECTED | Y
STAIR | STAIR | PESTS | PESTS | SENSOR | FAULTY SENSOR | LUB | LUBRICATED | Y
STAIR | STAIR | PESTS | PESTS | SENSOR | FAULTY SENSOR | NOF | NO FAULT FOUND | Y
STAIR | STAIR | PESTS | PESTS | SENSOR | FAULTY SENSOR | OTHER-R | OTHER REMEDY | Y
STAIR | STAIR | PESTS | PESTS | SENSOR | FAULTY SENSOR | OVH | OVERHAULED/REBUILT/REFURBISHED | Y
STAIR | STAIR | PESTS | PESTS | SENSOR | FAULTY SENSOR | PAINT | PAINTED | Y
STAIR | STAIR | PESTS | PESTS | SENSOR | FAULTY SENSOR | PATCH | PATCHED/PAVED | Y
STAIR | STAIR | PESTS | PESTS | SENSOR | FAULTY SENSOR | PUMP | PUMPED OUT/EMPTIED | Y
STAIR | STAIR | PESTS | PESTS | SENSOR | FAULTY SENSOR | REFILL | REFILLED | Y
STAIR | STAIR | PESTS | PESTS | SENSOR | FAULTY SENSOR | REINS | REINSTALLED | Y
STAIR | STAIR | PESTS | PESTS | SENSOR | FAULTY SENSOR | REMOVE | REMOVED | Y
STAIR | STAIR | PESTS | PESTS | SENSOR | FAULTY SENSOR | REP | REPAIRED/RESTORED/ADJUSTED | Y
STAIR | STAIR | PESTS | PESTS | SENSOR | FAULTY SENSOR | RESEAL | RESEALED/REPACKED | Y
STAIR | STAIR | PESTS | PESTS | SENSOR | FAULTY SENSOR | RESET | RESET/RESTARTED | Y
STAIR | STAIR | PESTS | PESTS | SENSOR | FAULTY SENSOR | REWIRE | REWIRED | Y
STAIR | STAIR | PESTS | PESTS | SENSOR | FAULTY SENSOR | RPL | REPLACED | Y
STAIR | STAIR | PRS | PRESSURE | BREAKTRP | BREAKER TRIP | MOD | MODIFIED | Y
STAIR | STAIR | PRS | PRESSURE | BREAKTRP | BREAKER TRIP | CLEAN | CLEANED | Y
STAIR | STAIR | PRS | PRESSURE | BREAKTRP | BREAKER TRIP | CLOSE | SECURED/CLOSED | Y
STAIR | STAIR | PRS | PRESSURE | BREAKTRP | BREAKER TRIP | CONN | CONNECTED | Y
STAIR | STAIR | PRS | PRESSURE | BREAKTRP | BREAKER TRIP | DISCONN | DISCONNECTED | Y
STAIR | STAIR | PRS | PRESSURE | BREAKTRP | BREAKER TRIP | LUB | LUBRICATED | Y
STAIR | STAIR | PRS | PRESSURE | BREAKTRP | BREAKER TRIP | NOF | NO FAULT FOUND | Y
STAIR | STAIR | PRS | PRESSURE | BREAKTRP | BREAKER TRIP | OTHER-R | OTHER REMEDY | Y
STAIR | STAIR | PRS | PRESSURE | BREAKTRP | BREAKER TRIP | OVH | OVERHAULED/REBUILT/REFURBISHED | Y
STAIR | STAIR | PRS | PRESSURE | BREAKTRP | BREAKER TRIP | PAINT | PAINTED | Y
STAIR | STAIR | PRS | PRESSURE | BREAKTRP | BREAKER TRIP | PATCH | PATCHED/PAVED | Y
STAIR | STAIR | PRS | PRESSURE | BREAKTRP | BREAKER TRIP | PUMP | PUMPED OUT/EMPTIED | Y
STAIR | STAIR | PRS | PRESSURE | BREAKTRP | BREAKER TRIP | REFILL | REFILLED | Y
STAIR | STAIR | PRS | PRESSURE | BREAKTRP | BREAKER TRIP | REINS | REINSTALLED | Y
STAIR | STAIR | PRS | PRESSURE | BREAKTRP | BREAKER TRIP | REMOVE | REMOVED | Y
STAIR | STAIR | PRS | PRESSURE | BREAKTRP | BREAKER TRIP | REP | REPAIRED/RESTORED/ADJUSTED | Y
STAIR | STAIR | PRS | PRESSURE | BREAKTRP | BREAKER TRIP | RESEAL | RESEALED/REPACKED | Y
STAIR | STAIR | PRS | PRESSURE | BREAKTRP | BREAKER TRIP | RESET | RESET/RESTARTED | Y
STAIR | STAIR | PRS | PRESSURE | BREAKTRP | BREAKER TRIP | REWIRE | REWIRED | Y
STAIR | STAIR | PRS | PRESSURE | BREAKTRP | BREAKER TRIP | RPL | REPLACED | Y
STAIR | STAIR | PRS | PRESSURE | CORROSION | RUST/CORROSION | MOD | MODIFIED | Y
STAIR | STAIR | PRS | PRESSURE | CORROSION | RUST/CORROSION | CLEAN | CLEANED | Y
STAIR | STAIR | PRS | PRESSURE | CORROSION | RUST/CORROSION | CLOSE | SECURED/CLOSED | Y
STAIR | STAIR | PRS | PRESSURE | CORROSION | RUST/CORROSION | CONN | CONNECTED | Y
STAIR | STAIR | PRS | PRESSURE | CORROSION | RUST/CORROSION | DISCONN | DISCONNECTED | Y
STAIR | STAIR | PRS | PRESSURE | CORROSION | RUST/CORROSION | LUB | LUBRICATED | Y
STAIR | STAIR | PRS | PRESSURE | CORROSION | RUST/CORROSION | NOF | NO FAULT FOUND | Y
STAIR | STAIR | PRS | PRESSURE | CORROSION | RUST/CORROSION | OTHER-R | OTHER REMEDY | Y
STAIR | STAIR | PRS | PRESSURE | CORROSION | RUST/CORROSION | OVH | OVERHAULED/REBUILT/REFURBISHED | Y
STAIR | STAIR | PRS | PRESSURE | CORROSION | RUST/CORROSION | PAINT | PAINTED | Y
STAIR | STAIR | PRS | PRESSURE | CORROSION | RUST/CORROSION | PATCH | PATCHED/PAVED | Y
STAIR | STAIR | PRS | PRESSURE | CORROSION | RUST/CORROSION | PUMP | PUMPED OUT/EMPTIED | Y
STAIR | STAIR | PRS | PRESSURE | CORROSION | RUST/CORROSION | REFILL | REFILLED | Y
STAIR | STAIR | PRS | PRESSURE | CORROSION | RUST/CORROSION | REINS | REINSTALLED | Y
STAIR | STAIR | PRS | PRESSURE | CORROSION | RUST/CORROSION | REMOVE | REMOVED | Y
STAIR | STAIR | PRS | PRESSURE | CORROSION | RUST/CORROSION | REP | REPAIRED/RESTORED/ADJUSTED | Y
STAIR | STAIR | PRS | PRESSURE | CORROSION | RUST/CORROSION | RESEAL | RESEALED/REPACKED | Y
STAIR | STAIR | PRS | PRESSURE | CORROSION | RUST/CORROSION | RESET | RESET/RESTARTED | Y
STAIR | STAIR | PRS | PRESSURE | CORROSION | RUST/CORROSION | REWIRE | REWIRED | Y
STAIR | STAIR | PRS | PRESSURE | CORROSION | RUST/CORROSION | RPL | REPLACED | Y
STAIR | STAIR | PRS | PRESSURE | DAMAGE | DAMAGED/BROKEN | MOD | MODIFIED | Y
STAIR | STAIR | PRS | PRESSURE | DAMAGE | DAMAGED/BROKEN | CLEAN | CLEANED | Y
STAIR | STAIR | PRS | PRESSURE | DAMAGE | DAMAGED/BROKEN | CLOSE | SECURED/CLOSED | Y
STAIR | STAIR | PRS | PRESSURE | DAMAGE | DAMAGED/BROKEN | CONN | CONNECTED | Y
STAIR | STAIR | PRS | PRESSURE | DAMAGE | DAMAGED/BROKEN | DISCONN | DISCONNECTED | Y
STAIR | STAIR | PRS | PRESSURE | DAMAGE | DAMAGED/BROKEN | LUB | LUBRICATED | Y
STAIR | STAIR | PRS | PRESSURE | DAMAGE | DAMAGED/BROKEN | NOF | NO FAULT FOUND | Y
STAIR | STAIR | PRS | PRESSURE | DAMAGE | DAMAGED/BROKEN | OTHER-R | OTHER REMEDY | Y
STAIR | STAIR | PRS | PRESSURE | DAMAGE | DAMAGED/BROKEN | OVH | OVERHAULED/REBUILT/REFURBISHED | Y
STAIR | STAIR | PRS | PRESSURE | DAMAGE | DAMAGED/BROKEN | PAINT | PAINTED | Y
STAIR | STAIR | PRS | PRESSURE | DAMAGE | DAMAGED/BROKEN | PATCH | PATCHED/PAVED | Y
STAIR | STAIR | PRS | PRESSURE | DAMAGE | DAMAGED/BROKEN | PUMP | PUMPED OUT/EMPTIED | Y
STAIR | STAIR | PRS | PRESSURE | DAMAGE | DAMAGED/BROKEN | REFILL | REFILLED | Y
STAIR | STAIR | PRS | PRESSURE | DAMAGE | DAMAGED/BROKEN | REINS | REINSTALLED | Y
STAIR | STAIR | PRS | PRESSURE | DAMAGE | DAMAGED/BROKEN | REMOVE | REMOVED | Y
STAIR | STAIR | PRS | PRESSURE | DAMAGE | DAMAGED/BROKEN | REP | REPAIRED/RESTORED/ADJUSTED | Y
STAIR | STAIR | PRS | PRESSURE | DAMAGE | DAMAGED/BROKEN | RESEAL | RESEALED/REPACKED | Y
STAIR | STAIR | PRS | PRESSURE | DAMAGE | DAMAGED/BROKEN | RESET | RESET/RESTARTED | Y
STAIR | STAIR | PRS | PRESSURE | DAMAGE | DAMAGED/BROKEN | REWIRE | REWIRED | Y
STAIR | STAIR | PRS | PRESSURE | DAMAGE | DAMAGED/BROKEN | RPL | REPLACED | Y
STAIR | STAIR | PRS | PRESSURE | DESGEN | DESIGN RELATED | MOD | MODIFIED | Y
STAIR | STAIR | PRS | PRESSURE | DESGEN | DESIGN RELATED | CLEAN | CLEANED | Y
STAIR | STAIR | PRS | PRESSURE | DESGEN | DESIGN RELATED | CLOSE | SECURED/CLOSED | Y
STAIR | STAIR | PRS | PRESSURE | DESGEN | DESIGN RELATED | CONN | CONNECTED | Y
STAIR | STAIR | PRS | PRESSURE | DESGEN | DESIGN RELATED | DISCONN | DISCONNECTED | Y
STAIR | STAIR | PRS | PRESSURE | DESGEN | DESIGN RELATED | LUB | LUBRICATED | Y
STAIR | STAIR | PRS | PRESSURE | DESGEN | DESIGN RELATED | NOF | NO FAULT FOUND | Y
STAIR | STAIR | PRS | PRESSURE | DESGEN | DESIGN RELATED | OTHER-R | OTHER REMEDY | Y
STAIR | STAIR | PRS | PRESSURE | DESGEN | DESIGN RELATED | OVH | OVERHAULED/REBUILT/REFURBISHED | Y
STAIR | STAIR | PRS | PRESSURE | DESGEN | DESIGN RELATED | PAINT | PAINTED | Y
STAIR | STAIR | PRS | PRESSURE | DESGEN | DESIGN RELATED | PATCH | PATCHED/PAVED | Y
STAIR | STAIR | PRS | PRESSURE | DESGEN | DESIGN RELATED | PUMP | PUMPED OUT/EMPTIED | Y
STAIR | STAIR | PRS | PRESSURE | DESGEN | DESIGN RELATED | REFILL | REFILLED | Y
STAIR | STAIR | PRS | PRESSURE | DESGEN | DESIGN RELATED | REINS | REINSTALLED | Y
STAIR | STAIR | PRS | PRESSURE | DESGEN | DESIGN RELATED | REMOVE | REMOVED | Y
STAIR | STAIR | PRS | PRESSURE | DESGEN | DESIGN RELATED | REP | REPAIRED/RESTORED/ADJUSTED | Y
STAIR | STAIR | PRS | PRESSURE | DESGEN | DESIGN RELATED | RESEAL | RESEALED/REPACKED | Y
STAIR | STAIR | PRS | PRESSURE | DESGEN | DESIGN RELATED | RESET | RESET/RESTARTED | Y
STAIR | STAIR | PRS | PRESSURE | DESGEN | DESIGN RELATED | REWIRE | REWIRED | Y
STAIR | STAIR | PRS | PRESSURE | DESGEN | DESIGN RELATED | RPL | REPLACED | Y
STAIR | STAIR | PRS | PRESSURE | DIRTY | DIRTY | MOD | MODIFIED | Y
STAIR | STAIR | PRS | PRESSURE | DIRTY | DIRTY | CLEAN | CLEANED | Y
STAIR | STAIR | PRS | PRESSURE | DIRTY | DIRTY | CLOSE | SECURED/CLOSED | Y
STAIR | STAIR | PRS | PRESSURE | DIRTY | DIRTY | CONN | CONNECTED | Y
STAIR | STAIR | PRS | PRESSURE | DIRTY | DIRTY | DISCONN | DISCONNECTED | Y
STAIR | STAIR | PRS | PRESSURE | DIRTY | DIRTY | LUB | LUBRICATED | Y
STAIR | STAIR | PRS | PRESSURE | DIRTY | DIRTY | NOF | NO FAULT FOUND | Y
STAIR | STAIR | PRS | PRESSURE | DIRTY | DIRTY | OTHER-R | OTHER REMEDY | Y
STAIR | STAIR | PRS | PRESSURE | DIRTY | DIRTY | OVH | OVERHAULED/REBUILT/REFURBISHED | Y
STAIR | STAIR | PRS | PRESSURE | DIRTY | DIRTY | PAINT | PAINTED | Y
STAIR | STAIR | PRS | PRESSURE | DIRTY | DIRTY | PATCH | PATCHED/PAVED | Y
STAIR | STAIR | PRS | PRESSURE | DIRTY | DIRTY | PUMP | PUMPED OUT/EMPTIED | Y
STAIR | STAIR | PRS | PRESSURE | DIRTY | DIRTY | REFILL | REFILLED | Y
STAIR | STAIR | PRS | PRESSURE | DIRTY | DIRTY | REINS | REINSTALLED | Y
STAIR | STAIR | PRS | PRESSURE | DIRTY | DIRTY | REMOVE | REMOVED | Y
STAIR | STAIR | PRS | PRESSURE | DIRTY | DIRTY | REP | REPAIRED/RESTORED/ADJUSTED | Y
STAIR | STAIR | PRS | PRESSURE | DIRTY | DIRTY | RESEAL | RESEALED/REPACKED | Y
STAIR | STAIR | PRS | PRESSURE | DIRTY | DIRTY | RESET | RESET/RESTARTED | Y
STAIR | STAIR | PRS | PRESSURE | DIRTY | DIRTY | REWIRE | REWIRED | Y
STAIR | STAIR | PRS | PRESSURE | DIRTY | DIRTY | RPL | REPLACED | Y
STAIR | STAIR | PRS | PRESSURE | EXPWT | EXPECTED WEAR AND TEAR | MOD | MODIFIED | Y
STAIR | STAIR | PRS | PRESSURE | EXPWT | EXPECTED WEAR AND TEAR | CLEAN | CLEANED | Y
STAIR | STAIR | PRS | PRESSURE | EXPWT | EXPECTED WEAR AND TEAR | CLOSE | SECURED/CLOSED | Y
STAIR | STAIR | PRS | PRESSURE | EXPWT | EXPECTED WEAR AND TEAR | CONN | CONNECTED | Y
STAIR | STAIR | PRS | PRESSURE | EXPWT | EXPECTED WEAR AND TEAR | DISCONN | DISCONNECTED | Y
STAIR | STAIR | PRS | PRESSURE | EXPWT | EXPECTED WEAR AND TEAR | LUB | LUBRICATED | Y
STAIR | STAIR | PRS | PRESSURE | EXPWT | EXPECTED WEAR AND TEAR | NOF | NO FAULT FOUND | Y
STAIR | STAIR | PRS | PRESSURE | EXPWT | EXPECTED WEAR AND TEAR | OTHER-R | OTHER REMEDY | Y
STAIR | STAIR | PRS | PRESSURE | EXPWT | EXPECTED WEAR AND TEAR | OVH | OVERHAULED/REBUILT/REFURBISHED | Y
STAIR | STAIR | PRS | PRESSURE | EXPWT | EXPECTED WEAR AND TEAR | PAINT | PAINTED | Y
STAIR | STAIR | PRS | PRESSURE | EXPWT | EXPECTED WEAR AND TEAR | PATCH | PATCHED/PAVED | Y
STAIR | STAIR | PRS | PRESSURE | EXPWT | EXPECTED WEAR AND TEAR | PUMP | PUMPED OUT/EMPTIED | Y
STAIR | STAIR | PRS | PRESSURE | EXPWT | EXPECTED WEAR AND TEAR | REFILL | REFILLED | Y
STAIR | STAIR | PRS | PRESSURE | EXPWT | EXPECTED WEAR AND TEAR | REINS | REINSTALLED | Y
STAIR | STAIR | PRS | PRESSURE | EXPWT | EXPECTED WEAR AND TEAR | REMOVE | REMOVED | Y
STAIR | STAIR | PRS | PRESSURE | EXPWT | EXPECTED WEAR AND TEAR | REP | REPAIRED/RESTORED/ADJUSTED | Y
STAIR | STAIR | PRS | PRESSURE | EXPWT | EXPECTED WEAR AND TEAR | RESEAL | RESEALED/REPACKED | Y
STAIR | STAIR | PRS | PRESSURE | EXPWT | EXPECTED WEAR AND TEAR | RESET | RESET/RESTARTED | Y
STAIR | STAIR | PRS | PRESSURE | EXPWT | EXPECTED WEAR AND TEAR | REWIRE | REWIRED | Y
STAIR | STAIR | PRS | PRESSURE | EXPWT | EXPECTED WEAR AND TEAR | RPL | REPLACED | Y
STAIR | STAIR | PRS | PRESSURE | FABGEN | FABRICATION/INSTALLATION RELATED | MOD | MODIFIED | Y
STAIR | STAIR | PRS | PRESSURE | FABGEN | FABRICATION/INSTALLATION RELATED | CLEAN | CLEANED | Y
STAIR | STAIR | PRS | PRESSURE | FABGEN | FABRICATION/INSTALLATION RELATED | CLOSE | SECURED/CLOSED | Y
STAIR | STAIR | PRS | PRESSURE | FABGEN | FABRICATION/INSTALLATION RELATED | CONN | CONNECTED | Y
STAIR | STAIR | PRS | PRESSURE | FABGEN | FABRICATION/INSTALLATION RELATED | DISCONN | DISCONNECTED | Y
STAIR | STAIR | PRS | PRESSURE | FABGEN | FABRICATION/INSTALLATION RELATED | LUB | LUBRICATED | Y
STAIR | STAIR | PRS | PRESSURE | FABGEN | FABRICATION/INSTALLATION RELATED | NOF | NO FAULT FOUND | Y
STAIR | STAIR | PRS | PRESSURE | FABGEN | FABRICATION/INSTALLATION RELATED | OTHER-R | OTHER REMEDY | Y
STAIR | STAIR | PRS | PRESSURE | FABGEN | FABRICATION/INSTALLATION RELATED | OVH | OVERHAULED/REBUILT/REFURBISHED | Y
STAIR | STAIR | PRS | PRESSURE | FABGEN | FABRICATION/INSTALLATION RELATED | PAINT | PAINTED | Y
STAIR | STAIR | PRS | PRESSURE | FABGEN | FABRICATION/INSTALLATION RELATED | PATCH | PATCHED/PAVED | Y
STAIR | STAIR | PRS | PRESSURE | FABGEN | FABRICATION/INSTALLATION RELATED | PUMP | PUMPED OUT/EMPTIED | Y
STAIR | STAIR | PRS | PRESSURE | FABGEN | FABRICATION/INSTALLATION RELATED | REFILL | REFILLED | Y
STAIR | STAIR | PRS | PRESSURE | FABGEN | FABRICATION/INSTALLATION RELATED | REINS | REINSTALLED | Y
STAIR | STAIR | PRS | PRESSURE | FABGEN | FABRICATION/INSTALLATION RELATED | REMOVE | REMOVED | Y
STAIR | STAIR | PRS | PRESSURE | FABGEN | FABRICATION/INSTALLATION RELATED | REP | REPAIRED/RESTORED/ADJUSTED | Y
STAIR | STAIR | PRS | PRESSURE | FABGEN | FABRICATION/INSTALLATION RELATED | RESEAL | RESEALED/REPACKED | Y
STAIR | STAIR | PRS | PRESSURE | FABGEN | FABRICATION/INSTALLATION RELATED | RESET | RESET/RESTARTED | Y
STAIR | STAIR | PRS | PRESSURE | FABGEN | FABRICATION/INSTALLATION RELATED | REWIRE | REWIRED | Y
STAIR | STAIR | PRS | PRESSURE | FABGEN | FABRICATION/INSTALLATION RELATED | RPL | REPLACED | Y
STAIR | STAIR | PRS | PRESSURE | IMPMAT | IMPROPER MATERIAL | MOD | MODIFIED | Y
STAIR | STAIR | PRS | PRESSURE | IMPMAT | IMPROPER MATERIAL | CLEAN | CLEANED | Y
STAIR | STAIR | PRS | PRESSURE | IMPMAT | IMPROPER MATERIAL | CLOSE | SECURED/CLOSED | Y
STAIR | STAIR | PRS | PRESSURE | IMPMAT | IMPROPER MATERIAL | CONN | CONNECTED | Y
STAIR | STAIR | PRS | PRESSURE | IMPMAT | IMPROPER MATERIAL | DISCONN | DISCONNECTED | Y
STAIR | STAIR | PRS | PRESSURE | IMPMAT | IMPROPER MATERIAL | LUB | LUBRICATED | Y
STAIR | STAIR | PRS | PRESSURE | IMPMAT | IMPROPER MATERIAL | NOF | NO FAULT FOUND | Y
STAIR | STAIR | PRS | PRESSURE | IMPMAT | IMPROPER MATERIAL | OTHER-R | OTHER REMEDY | Y
STAIR | STAIR | PRS | PRESSURE | IMPMAT | IMPROPER MATERIAL | OVH | OVERHAULED/REBUILT/REFURBISHED | Y
STAIR | STAIR | PRS | PRESSURE | IMPMAT | IMPROPER MATERIAL | PAINT | PAINTED | Y
STAIR | STAIR | PRS | PRESSURE | IMPMAT | IMPROPER MATERIAL | PATCH | PATCHED/PAVED | Y
STAIR | STAIR | PRS | PRESSURE | IMPMAT | IMPROPER MATERIAL | PUMP | PUMPED OUT/EMPTIED | Y
STAIR | STAIR | PRS | PRESSURE | IMPMAT | IMPROPER MATERIAL | REFILL | REFILLED | Y
STAIR | STAIR | PRS | PRESSURE | IMPMAT | IMPROPER MATERIAL | REINS | REINSTALLED | Y
STAIR | STAIR | PRS | PRESSURE | IMPMAT | IMPROPER MATERIAL | REMOVE | REMOVED | Y
STAIR | STAIR | PRS | PRESSURE | IMPMAT | IMPROPER MATERIAL | REP | REPAIRED/RESTORED/ADJUSTED | Y
STAIR | STAIR | PRS | PRESSURE | IMPMAT | IMPROPER MATERIAL | RESEAL | RESEALED/REPACKED | Y
STAIR | STAIR | PRS | PRESSURE | IMPMAT | IMPROPER MATERIAL | RESET | RESET/RESTARTED | Y
STAIR | STAIR | PRS | PRESSURE | IMPMAT | IMPROPER MATERIAL | REWIRE | REWIRED | Y
STAIR | STAIR | PRS | PRESSURE | IMPMAT | IMPROPER MATERIAL | RPL | REPLACED | Y
STAIR | STAIR | PRS | PRESSURE | LEAK | LEAK | MOD | MODIFIED | Y
STAIR | STAIR | PRS | PRESSURE | LEAK | LEAK | CLEAN | CLEANED | Y
STAIR | STAIR | PRS | PRESSURE | LEAK | LEAK | CLOSE | SECURED/CLOSED | Y
STAIR | STAIR | PRS | PRESSURE | LEAK | LEAK | CONN | CONNECTED | Y
STAIR | STAIR | PRS | PRESSURE | LEAK | LEAK | DISCONN | DISCONNECTED | Y
STAIR | STAIR | PRS | PRESSURE | LEAK | LEAK | LUB | LUBRICATED | Y
STAIR | STAIR | PRS | PRESSURE | LEAK | LEAK | NOF | NO FAULT FOUND | Y
STAIR | STAIR | PRS | PRESSURE | LEAK | LEAK | OTHER-R | OTHER REMEDY | Y
STAIR | STAIR | PRS | PRESSURE | LEAK | LEAK | OVH | OVERHAULED/REBUILT/REFURBISHED | Y
STAIR | STAIR | PRS | PRESSURE | LEAK | LEAK | PAINT | PAINTED | Y
STAIR | STAIR | PRS | PRESSURE | LEAK | LEAK | PATCH | PATCHED/PAVED | Y
STAIR | STAIR | PRS | PRESSURE | LEAK | LEAK | PUMP | PUMPED OUT/EMPTIED | Y
STAIR | STAIR | PRS | PRESSURE | LEAK | LEAK | REFILL | REFILLED | Y
STAIR | STAIR | PRS | PRESSURE | LEAK | LEAK | REINS | REINSTALLED | Y
STAIR | STAIR | PRS | PRESSURE | LEAK | LEAK | REMOVE | REMOVED | Y
STAIR | STAIR | PRS | PRESSURE | LEAK | LEAK | REP | REPAIRED/RESTORED/ADJUSTED | Y
STAIR | STAIR | PRS | PRESSURE | LEAK | LEAK | RESEAL | RESEALED/REPACKED | Y
STAIR | STAIR | PRS | PRESSURE | LEAK | LEAK | RESET | RESET/RESTARTED | Y
STAIR | STAIR | PRS | PRESSURE | LEAK | LEAK | REWIRE | REWIRED | Y
STAIR | STAIR | PRS | PRESSURE | LEAK | LEAK | RPL | REPLACED | Y
STAIR | STAIR | PRS | PRESSURE | LOOSE | LOOSE/MISALIGNED | MOD | MODIFIED | Y
STAIR | STAIR | PRS | PRESSURE | LOOSE | LOOSE/MISALIGNED | CLEAN | CLEANED | Y
STAIR | STAIR | PRS | PRESSURE | LOOSE | LOOSE/MISALIGNED | CLOSE | SECURED/CLOSED | Y
STAIR | STAIR | PRS | PRESSURE | LOOSE | LOOSE/MISALIGNED | CONN | CONNECTED | Y
STAIR | STAIR | PRS | PRESSURE | LOOSE | LOOSE/MISALIGNED | DISCONN | DISCONNECTED | Y
STAIR | STAIR | PRS | PRESSURE | LOOSE | LOOSE/MISALIGNED | LUB | LUBRICATED | Y
STAIR | STAIR | PRS | PRESSURE | LOOSE | LOOSE/MISALIGNED | NOF | NO FAULT FOUND | Y
STAIR | STAIR | PRS | PRESSURE | LOOSE | LOOSE/MISALIGNED | OTHER-R | OTHER REMEDY | Y
STAIR | STAIR | PRS | PRESSURE | LOOSE | LOOSE/MISALIGNED | OVH | OVERHAULED/REBUILT/REFURBISHED | Y
STAIR | STAIR | PRS | PRESSURE | LOOSE | LOOSE/MISALIGNED | PAINT | PAINTED | Y
STAIR | STAIR | PRS | PRESSURE | LOOSE | LOOSE/MISALIGNED | PATCH | PATCHED/PAVED | Y
STAIR | STAIR | PRS | PRESSURE | LOOSE | LOOSE/MISALIGNED | PUMP | PUMPED OUT/EMPTIED | Y
STAIR | STAIR | PRS | PRESSURE | LOOSE | LOOSE/MISALIGNED | REFILL | REFILLED | Y
STAIR | STAIR | PRS | PRESSURE | LOOSE | LOOSE/MISALIGNED | REINS | REINSTALLED | Y
STAIR | STAIR | PRS | PRESSURE | LOOSE | LOOSE/MISALIGNED | REMOVE | REMOVED | Y
STAIR | STAIR | PRS | PRESSURE | LOOSE | LOOSE/MISALIGNED | REP | REPAIRED/RESTORED/ADJUSTED | Y
STAIR | STAIR | PRS | PRESSURE | LOOSE | LOOSE/MISALIGNED | RESEAL | RESEALED/REPACKED | Y
STAIR | STAIR | PRS | PRESSURE | LOOSE | LOOSE/MISALIGNED | RESET | RESET/RESTARTED | Y
STAIR | STAIR | PRS | PRESSURE | LOOSE | LOOSE/MISALIGNED | REWIRE | REWIRED | Y
STAIR | STAIR | PRS | PRESSURE | LOOSE | LOOSE/MISALIGNED | RPL | REPLACED | Y
STAIR | STAIR | PRS | PRESSURE | NOCAUSE | NO CAUSE FOUND | MOD | MODIFIED | Y
STAIR | STAIR | PRS | PRESSURE | NOCAUSE | NO CAUSE FOUND | CLEAN | CLEANED | Y
STAIR | STAIR | PRS | PRESSURE | NOCAUSE | NO CAUSE FOUND | CLOSE | SECURED/CLOSED | Y
STAIR | STAIR | PRS | PRESSURE | NOCAUSE | NO CAUSE FOUND | CONN | CONNECTED | Y
STAIR | STAIR | PRS | PRESSURE | NOCAUSE | NO CAUSE FOUND | DISCONN | DISCONNECTED | Y
STAIR | STAIR | PRS | PRESSURE | NOCAUSE | NO CAUSE FOUND | LUB | LUBRICATED | Y
STAIR | STAIR | PRS | PRESSURE | NOCAUSE | NO CAUSE FOUND | NOF | NO FAULT FOUND | Y
STAIR | STAIR | PRS | PRESSURE | NOCAUSE | NO CAUSE FOUND | OTHER-R | OTHER REMEDY | Y
STAIR | STAIR | PRS | PRESSURE | NOCAUSE | NO CAUSE FOUND | OVH | OVERHAULED/REBUILT/REFURBISHED | Y
STAIR | STAIR | PRS | PRESSURE | NOCAUSE | NO CAUSE FOUND | PAINT | PAINTED | Y
STAIR | STAIR | PRS | PRESSURE | NOCAUSE | NO CAUSE FOUND | PATCH | PATCHED/PAVED | Y
STAIR | STAIR | PRS | PRESSURE | NOCAUSE | NO CAUSE FOUND | PUMP | PUMPED OUT/EMPTIED | Y
STAIR | STAIR | PRS | PRESSURE | NOCAUSE | NO CAUSE FOUND | REFILL | REFILLED | Y
STAIR | STAIR | PRS | PRESSURE | NOCAUSE | NO CAUSE FOUND | REINS | REINSTALLED | Y
STAIR | STAIR | PRS | PRESSURE | NOCAUSE | NO CAUSE FOUND | REMOVE | REMOVED | Y
STAIR | STAIR | PRS | PRESSURE | NOCAUSE | NO CAUSE FOUND | REP | REPAIRED/RESTORED/ADJUSTED | Y
STAIR | STAIR | PRS | PRESSURE | NOCAUSE | NO CAUSE FOUND | RESEAL | RESEALED/REPACKED | Y
STAIR | STAIR | PRS | PRESSURE | NOCAUSE | NO CAUSE FOUND | RESET | RESET/RESTARTED | Y
STAIR | STAIR | PRS | PRESSURE | NOCAUSE | NO CAUSE FOUND | REWIRE | REWIRED | Y
STAIR | STAIR | PRS | PRESSURE | NOCAUSE | NO CAUSE FOUND | RPL | REPLACED | Y
STAIR | STAIR | PRS | PRESSURE | OBSTR | JAMMED/OBSTRUCTED | MOD | MODIFIED | Y
STAIR | STAIR | PRS | PRESSURE | OBSTR | JAMMED/OBSTRUCTED | CLEAN | CLEANED | Y
STAIR | STAIR | PRS | PRESSURE | OBSTR | JAMMED/OBSTRUCTED | CLOSE | SECURED/CLOSED | Y
STAIR | STAIR | PRS | PRESSURE | OBSTR | JAMMED/OBSTRUCTED | CONN | CONNECTED | Y
STAIR | STAIR | PRS | PRESSURE | OBSTR | JAMMED/OBSTRUCTED | DISCONN | DISCONNECTED | Y
STAIR | STAIR | PRS | PRESSURE | OBSTR | JAMMED/OBSTRUCTED | LUB | LUBRICATED | Y
STAIR | STAIR | PRS | PRESSURE | OBSTR | JAMMED/OBSTRUCTED | NOF | NO FAULT FOUND | Y
STAIR | STAIR | PRS | PRESSURE | OBSTR | JAMMED/OBSTRUCTED | OTHER-R | OTHER REMEDY | Y
STAIR | STAIR | PRS | PRESSURE | OBSTR | JAMMED/OBSTRUCTED | OVH | OVERHAULED/REBUILT/REFURBISHED | Y
STAIR | STAIR | PRS | PRESSURE | OBSTR | JAMMED/OBSTRUCTED | PAINT | PAINTED | Y
STAIR | STAIR | PRS | PRESSURE | OBSTR | JAMMED/OBSTRUCTED | PATCH | PATCHED/PAVED | Y
STAIR | STAIR | PRS | PRESSURE | OBSTR | JAMMED/OBSTRUCTED | PUMP | PUMPED OUT/EMPTIED | Y
STAIR | STAIR | PRS | PRESSURE | OBSTR | JAMMED/OBSTRUCTED | REFILL | REFILLED | Y
STAIR | STAIR | PRS | PRESSURE | OBSTR | JAMMED/OBSTRUCTED | REINS | REINSTALLED | Y
STAIR | STAIR | PRS | PRESSURE | OBSTR | JAMMED/OBSTRUCTED | REMOVE | REMOVED | Y
STAIR | STAIR | PRS | PRESSURE | OBSTR | JAMMED/OBSTRUCTED | REP | REPAIRED/RESTORED/ADJUSTED | Y
STAIR | STAIR | PRS | PRESSURE | OBSTR | JAMMED/OBSTRUCTED | RESEAL | RESEALED/REPACKED | Y
STAIR | STAIR | PRS | PRESSURE | OBSTR | JAMMED/OBSTRUCTED | RESET | RESET/RESTARTED | Y
STAIR | STAIR | PRS | PRESSURE | OBSTR | JAMMED/OBSTRUCTED | REWIRE | REWIRED | Y
STAIR | STAIR | PRS | PRESSURE | OBSTR | JAMMED/OBSTRUCTED | RPL | REPLACED | Y
STAIR | STAIR | PRS | PRESSURE | OPSERRMTCERR | OPERATIONS/MAINTENANCE RELATED | MOD | MODIFIED | Y
STAIR | STAIR | PRS | PRESSURE | OPSERRMTCERR | OPERATIONS/MAINTENANCE RELATED | CLEAN | CLEANED | Y
STAIR | STAIR | PRS | PRESSURE | OPSERRMTCERR | OPERATIONS/MAINTENANCE RELATED | CLOSE | SECURED/CLOSED | Y
STAIR | STAIR | PRS | PRESSURE | OPSERRMTCERR | OPERATIONS/MAINTENANCE RELATED | CONN | CONNECTED | Y
STAIR | STAIR | PRS | PRESSURE | OPSERRMTCERR | OPERATIONS/MAINTENANCE RELATED | DISCONN | DISCONNECTED | Y
STAIR | STAIR | PRS | PRESSURE | OPSERRMTCERR | OPERATIONS/MAINTENANCE RELATED | LUB | LUBRICATED | Y
STAIR | STAIR | PRS | PRESSURE | OPSERRMTCERR | OPERATIONS/MAINTENANCE RELATED | NOF | NO FAULT FOUND | Y
STAIR | STAIR | PRS | PRESSURE | OPSERRMTCERR | OPERATIONS/MAINTENANCE RELATED | OTHER-R | OTHER REMEDY | Y
STAIR | STAIR | PRS | PRESSURE | OPSERRMTCERR | OPERATIONS/MAINTENANCE RELATED | OVH | OVERHAULED/REBUILT/REFURBISHED | Y
STAIR | STAIR | PRS | PRESSURE | OPSERRMTCERR | OPERATIONS/MAINTENANCE RELATED | PAINT | PAINTED | Y
STAIR | STAIR | PRS | PRESSURE | OPSERRMTCERR | OPERATIONS/MAINTENANCE RELATED | PATCH | PATCHED/PAVED | Y
STAIR | STAIR | PRS | PRESSURE | OPSERRMTCERR | OPERATIONS/MAINTENANCE RELATED | PUMP | PUMPED OUT/EMPTIED | Y
STAIR | STAIR | PRS | PRESSURE | OPSERRMTCERR | OPERATIONS/MAINTENANCE RELATED | REFILL | REFILLED | Y
STAIR | STAIR | PRS | PRESSURE | OPSERRMTCERR | OPERATIONS/MAINTENANCE RELATED | REINS | REINSTALLED | Y
STAIR | STAIR | PRS | PRESSURE | OPSERRMTCERR | OPERATIONS/MAINTENANCE RELATED | REMOVE | REMOVED | Y
STAIR | STAIR | PRS | PRESSURE | OPSERRMTCERR | OPERATIONS/MAINTENANCE RELATED | REP | REPAIRED/RESTORED/ADJUSTED | Y
STAIR | STAIR | PRS | PRESSURE | OPSERRMTCERR | OPERATIONS/MAINTENANCE RELATED | RESEAL | RESEALED/REPACKED | Y
STAIR | STAIR | PRS | PRESSURE | OPSERRMTCERR | OPERATIONS/MAINTENANCE RELATED | RESET | RESET/RESTARTED | Y
STAIR | STAIR | PRS | PRESSURE | OPSERRMTCERR | OPERATIONS/MAINTENANCE RELATED | REWIRE | REWIRED | Y
STAIR | STAIR | PRS | PRESSURE | OPSERRMTCERR | OPERATIONS/MAINTENANCE RELATED | RPL | REPLACED | Y
STAIR | STAIR | PRS | PRESSURE | OTHER-C | OTHER CAUSE | MOD | MODIFIED | Y
STAIR | STAIR | PRS | PRESSURE | OTHER-C | OTHER CAUSE | CLEAN | CLEANED | Y
STAIR | STAIR | PRS | PRESSURE | OTHER-C | OTHER CAUSE | CLOSE | SECURED/CLOSED | Y
STAIR | STAIR | PRS | PRESSURE | OTHER-C | OTHER CAUSE | CONN | CONNECTED | Y
STAIR | STAIR | PRS | PRESSURE | OTHER-C | OTHER CAUSE | DISCONN | DISCONNECTED | Y
STAIR | STAIR | PRS | PRESSURE | OTHER-C | OTHER CAUSE | LUB | LUBRICATED | Y
STAIR | STAIR | PRS | PRESSURE | OTHER-C | OTHER CAUSE | NOF | NO FAULT FOUND | Y
STAIR | STAIR | PRS | PRESSURE | OTHER-C | OTHER CAUSE | OTHER-R | OTHER REMEDY | Y
STAIR | STAIR | PRS | PRESSURE | OTHER-C | OTHER CAUSE | OVH | OVERHAULED/REBUILT/REFURBISHED | Y
STAIR | STAIR | PRS | PRESSURE | OTHER-C | OTHER CAUSE | PAINT | PAINTED | Y
STAIR | STAIR | PRS | PRESSURE | OTHER-C | OTHER CAUSE | PATCH | PATCHED/PAVED | Y
STAIR | STAIR | PRS | PRESSURE | OTHER-C | OTHER CAUSE | PUMP | PUMPED OUT/EMPTIED | Y
STAIR | STAIR | PRS | PRESSURE | OTHER-C | OTHER CAUSE | REFILL | REFILLED | Y
STAIR | STAIR | PRS | PRESSURE | OTHER-C | OTHER CAUSE | REINS | REINSTALLED | Y
STAIR | STAIR | PRS | PRESSURE | OTHER-C | OTHER CAUSE | REMOVE | REMOVED | Y
STAIR | STAIR | PRS | PRESSURE | OTHER-C | OTHER CAUSE | REP | REPAIRED/RESTORED/ADJUSTED | Y
STAIR | STAIR | PRS | PRESSURE | OTHER-C | OTHER CAUSE | RESEAL | RESEALED/REPACKED | Y
STAIR | STAIR | PRS | PRESSURE | OTHER-C | OTHER CAUSE | RESET | RESET/RESTARTED | Y
STAIR | STAIR | PRS | PRESSURE | OTHER-C | OTHER CAUSE | REWIRE | REWIRED | Y
STAIR | STAIR | PRS | PRESSURE | OTHER-C | OTHER CAUSE | RPL | REPLACED | Y
STAIR | STAIR | PRS | PRESSURE | POWERSUP | POWER SUPPLY | MOD | MODIFIED | Y
STAIR | STAIR | PRS | PRESSURE | POWERSUP | POWER SUPPLY | CLEAN | CLEANED | Y
STAIR | STAIR | PRS | PRESSURE | POWERSUP | POWER SUPPLY | CLOSE | SECURED/CLOSED | Y
STAIR | STAIR | PRS | PRESSURE | POWERSUP | POWER SUPPLY | CONN | CONNECTED | Y
STAIR | STAIR | PRS | PRESSURE | POWERSUP | POWER SUPPLY | DISCONN | DISCONNECTED | Y
STAIR | STAIR | PRS | PRESSURE | POWERSUP | POWER SUPPLY | LUB | LUBRICATED | Y
STAIR | STAIR | PRS | PRESSURE | POWERSUP | POWER SUPPLY | NOF | NO FAULT FOUND | Y
STAIR | STAIR | PRS | PRESSURE | POWERSUP | POWER SUPPLY | OTHER-R | OTHER REMEDY | Y
STAIR | STAIR | PRS | PRESSURE | POWERSUP | POWER SUPPLY | OVH | OVERHAULED/REBUILT/REFURBISHED | Y
STAIR | STAIR | PRS | PRESSURE | POWERSUP | POWER SUPPLY | PAINT | PAINTED | Y
STAIR | STAIR | PRS | PRESSURE | POWERSUP | POWER SUPPLY | PATCH | PATCHED/PAVED | Y
STAIR | STAIR | PRS | PRESSURE | POWERSUP | POWER SUPPLY | PUMP | PUMPED OUT/EMPTIED | Y
STAIR | STAIR | PRS | PRESSURE | POWERSUP | POWER SUPPLY | REFILL | REFILLED | Y
STAIR | STAIR | PRS | PRESSURE | POWERSUP | POWER SUPPLY | REINS | REINSTALLED | Y
STAIR | STAIR | PRS | PRESSURE | POWERSUP | POWER SUPPLY | REMOVE | REMOVED | Y
STAIR | STAIR | PRS | PRESSURE | POWERSUP | POWER SUPPLY | REP | REPAIRED/RESTORED/ADJUSTED | Y
STAIR | STAIR | PRS | PRESSURE | POWERSUP | POWER SUPPLY | RESEAL | RESEALED/REPACKED | Y
STAIR | STAIR | PRS | PRESSURE | POWERSUP | POWER SUPPLY | RESET | RESET/RESTARTED | Y
STAIR | STAIR | PRS | PRESSURE | POWERSUP | POWER SUPPLY | REWIRE | REWIRED | Y
STAIR | STAIR | PRS | PRESSURE | POWERSUP | POWER SUPPLY | RPL | REPLACED | Y
STAIR | STAIR | PRS | PRESSURE | SENSOR | FAULTY SENSOR | MOD | MODIFIED | Y
STAIR | STAIR | PRS | PRESSURE | SENSOR | FAULTY SENSOR | CLEAN | CLEANED | Y
STAIR | STAIR | PRS | PRESSURE | SENSOR | FAULTY SENSOR | CLOSE | SECURED/CLOSED | Y
STAIR | STAIR | PRS | PRESSURE | SENSOR | FAULTY SENSOR | CONN | CONNECTED | Y
STAIR | STAIR | PRS | PRESSURE | SENSOR | FAULTY SENSOR | DISCONN | DISCONNECTED | Y
STAIR | STAIR | PRS | PRESSURE | SENSOR | FAULTY SENSOR | LUB | LUBRICATED | Y
STAIR | STAIR | PRS | PRESSURE | SENSOR | FAULTY SENSOR | NOF | NO FAULT FOUND | Y
STAIR | STAIR | PRS | PRESSURE | SENSOR | FAULTY SENSOR | OTHER-R | OTHER REMEDY | Y
STAIR | STAIR | PRS | PRESSURE | SENSOR | FAULTY SENSOR | OVH | OVERHAULED/REBUILT/REFURBISHED | Y
STAIR | STAIR | PRS | PRESSURE | SENSOR | FAULTY SENSOR | PAINT | PAINTED | Y
STAIR | STAIR | PRS | PRESSURE | SENSOR | FAULTY SENSOR | PATCH | PATCHED/PAVED | Y
STAIR | STAIR | PRS | PRESSURE | SENSOR | FAULTY SENSOR | PUMP | PUMPED OUT/EMPTIED | Y
STAIR | STAIR | PRS | PRESSURE | SENSOR | FAULTY SENSOR | REFILL | REFILLED | Y
STAIR | STAIR | PRS | PRESSURE | SENSOR | FAULTY SENSOR | REINS | REINSTALLED | Y
STAIR | STAIR | PRS | PRESSURE | SENSOR | FAULTY SENSOR | REMOVE | REMOVED | Y
STAIR | STAIR | PRS | PRESSURE | SENSOR | FAULTY SENSOR | REP | REPAIRED/RESTORED/ADJUSTED | Y
STAIR | STAIR | PRS | PRESSURE | SENSOR | FAULTY SENSOR | RESEAL | RESEALED/REPACKED | Y
STAIR | STAIR | PRS | PRESSURE | SENSOR | FAULTY SENSOR | RESET | RESET/RESTARTED | Y
STAIR | STAIR | PRS | PRESSURE | SENSOR | FAULTY SENSOR | REWIRE | REWIRED | Y
STAIR | STAIR | PRS | PRESSURE | SENSOR | FAULTY SENSOR | RPL | REPLACED | Y
STAIR | STAIR | PWR | POWER-ELEC | BREAKTRP | BREAKER TRIP | MOD | MODIFIED | Y
STAIR | STAIR | PWR | POWER-ELEC | BREAKTRP | BREAKER TRIP | CLEAN | CLEANED | Y
STAIR | STAIR | PWR | POWER-ELEC | BREAKTRP | BREAKER TRIP | CLOSE | SECURED/CLOSED | Y
STAIR | STAIR | PWR | POWER-ELEC | BREAKTRP | BREAKER TRIP | CONN | CONNECTED | Y
STAIR | STAIR | PWR | POWER-ELEC | BREAKTRP | BREAKER TRIP | DISCONN | DISCONNECTED | Y
STAIR | STAIR | PWR | POWER-ELEC | BREAKTRP | BREAKER TRIP | LUB | LUBRICATED | Y
STAIR | STAIR | PWR | POWER-ELEC | BREAKTRP | BREAKER TRIP | NOF | NO FAULT FOUND | Y
STAIR | STAIR | PWR | POWER-ELEC | BREAKTRP | BREAKER TRIP | OTHER-R | OTHER REMEDY | Y
STAIR | STAIR | PWR | POWER-ELEC | BREAKTRP | BREAKER TRIP | OVH | OVERHAULED/REBUILT/REFURBISHED | Y
STAIR | STAIR | PWR | POWER-ELEC | BREAKTRP | BREAKER TRIP | PAINT | PAINTED | Y
STAIR | STAIR | PWR | POWER-ELEC | BREAKTRP | BREAKER TRIP | PATCH | PATCHED/PAVED | Y
STAIR | STAIR | PWR | POWER-ELEC | BREAKTRP | BREAKER TRIP | PUMP | PUMPED OUT/EMPTIED | Y
STAIR | STAIR | PWR | POWER-ELEC | BREAKTRP | BREAKER TRIP | REFILL | REFILLED | Y
STAIR | STAIR | PWR | POWER-ELEC | BREAKTRP | BREAKER TRIP | REINS | REINSTALLED | Y
STAIR | STAIR | PWR | POWER-ELEC | BREAKTRP | BREAKER TRIP | REMOVE | REMOVED | Y
STAIR | STAIR | PWR | POWER-ELEC | BREAKTRP | BREAKER TRIP | REP | REPAIRED/RESTORED/ADJUSTED | Y
STAIR | STAIR | PWR | POWER-ELEC | BREAKTRP | BREAKER TRIP | RESEAL | RESEALED/REPACKED | Y
STAIR | STAIR | PWR | POWER-ELEC | BREAKTRP | BREAKER TRIP | RESET | RESET/RESTARTED | Y
STAIR | STAIR | PWR | POWER-ELEC | BREAKTRP | BREAKER TRIP | REWIRE | REWIRED | Y
STAIR | STAIR | PWR | POWER-ELEC | BREAKTRP | BREAKER TRIP | RPL | REPLACED | Y
STAIR | STAIR | PWR | POWER-ELEC | CORROSION | RUST/CORROSION | MOD | MODIFIED | Y
STAIR | STAIR | PWR | POWER-ELEC | CORROSION | RUST/CORROSION | CLEAN | CLEANED | Y
STAIR | STAIR | PWR | POWER-ELEC | CORROSION | RUST/CORROSION | CLOSE | SECURED/CLOSED | Y
STAIR | STAIR | PWR | POWER-ELEC | CORROSION | RUST/CORROSION | CONN | CONNECTED | Y
STAIR | STAIR | PWR | POWER-ELEC | CORROSION | RUST/CORROSION | DISCONN | DISCONNECTED | Y
STAIR | STAIR | PWR | POWER-ELEC | CORROSION | RUST/CORROSION | LUB | LUBRICATED | Y
STAIR | STAIR | PWR | POWER-ELEC | CORROSION | RUST/CORROSION | NOF | NO FAULT FOUND | Y
STAIR | STAIR | PWR | POWER-ELEC | CORROSION | RUST/CORROSION | OTHER-R | OTHER REMEDY | Y
STAIR | STAIR | PWR | POWER-ELEC | CORROSION | RUST/CORROSION | OVH | OVERHAULED/REBUILT/REFURBISHED | Y
STAIR | STAIR | PWR | POWER-ELEC | CORROSION | RUST/CORROSION | PAINT | PAINTED | Y
STAIR | STAIR | PWR | POWER-ELEC | CORROSION | RUST/CORROSION | PATCH | PATCHED/PAVED | Y
STAIR | STAIR | PWR | POWER-ELEC | CORROSION | RUST/CORROSION | PUMP | PUMPED OUT/EMPTIED | Y
STAIR | STAIR | PWR | POWER-ELEC | CORROSION | RUST/CORROSION | REFILL | REFILLED | Y
STAIR | STAIR | PWR | POWER-ELEC | CORROSION | RUST/CORROSION | REINS | REINSTALLED | Y
STAIR | STAIR | PWR | POWER-ELEC | CORROSION | RUST/CORROSION | REMOVE | REMOVED | Y
STAIR | STAIR | PWR | POWER-ELEC | CORROSION | RUST/CORROSION | REP | REPAIRED/RESTORED/ADJUSTED | Y
STAIR | STAIR | PWR | POWER-ELEC | CORROSION | RUST/CORROSION | RESEAL | RESEALED/REPACKED | Y
STAIR | STAIR | PWR | POWER-ELEC | CORROSION | RUST/CORROSION | RESET | RESET/RESTARTED | Y
STAIR | STAIR | PWR | POWER-ELEC | CORROSION | RUST/CORROSION | REWIRE | REWIRED | Y
STAIR | STAIR | PWR | POWER-ELEC | CORROSION | RUST/CORROSION | RPL | REPLACED | Y
STAIR | STAIR | PWR | POWER-ELEC | DAMAGE | DAMAGED/BROKEN | MOD | MODIFIED | Y
STAIR | STAIR | PWR | POWER-ELEC | DAMAGE | DAMAGED/BROKEN | CLEAN | CLEANED | Y
STAIR | STAIR | PWR | POWER-ELEC | DAMAGE | DAMAGED/BROKEN | CLOSE | SECURED/CLOSED | Y
STAIR | STAIR | PWR | POWER-ELEC | DAMAGE | DAMAGED/BROKEN | CONN | CONNECTED | Y
STAIR | STAIR | PWR | POWER-ELEC | DAMAGE | DAMAGED/BROKEN | DISCONN | DISCONNECTED | Y
STAIR | STAIR | PWR | POWER-ELEC | DAMAGE | DAMAGED/BROKEN | LUB | LUBRICATED | Y
STAIR | STAIR | PWR | POWER-ELEC | DAMAGE | DAMAGED/BROKEN | NOF | NO FAULT FOUND | Y
STAIR | STAIR | PWR | POWER-ELEC | DAMAGE | DAMAGED/BROKEN | OTHER-R | OTHER REMEDY | Y
STAIR | STAIR | PWR | POWER-ELEC | DAMAGE | DAMAGED/BROKEN | OVH | OVERHAULED/REBUILT/REFURBISHED | Y
STAIR | STAIR | PWR | POWER-ELEC | DAMAGE | DAMAGED/BROKEN | PAINT | PAINTED | Y
STAIR | STAIR | PWR | POWER-ELEC | DAMAGE | DAMAGED/BROKEN | PATCH | PATCHED/PAVED | Y
STAIR | STAIR | PWR | POWER-ELEC | DAMAGE | DAMAGED/BROKEN | PUMP | PUMPED OUT/EMPTIED | Y
STAIR | STAIR | PWR | POWER-ELEC | DAMAGE | DAMAGED/BROKEN | REFILL | REFILLED | Y
STAIR | STAIR | PWR | POWER-ELEC | DAMAGE | DAMAGED/BROKEN | REINS | REINSTALLED | Y
STAIR | STAIR | PWR | POWER-ELEC | DAMAGE | DAMAGED/BROKEN | REMOVE | REMOVED | Y
STAIR | STAIR | PWR | POWER-ELEC | DAMAGE | DAMAGED/BROKEN | REP | REPAIRED/RESTORED/ADJUSTED | Y
STAIR | STAIR | PWR | POWER-ELEC | DAMAGE | DAMAGED/BROKEN | RESEAL | RESEALED/REPACKED | Y
STAIR | STAIR | PWR | POWER-ELEC | DAMAGE | DAMAGED/BROKEN | RESET | RESET/RESTARTED | Y
STAIR | STAIR | PWR | POWER-ELEC | DAMAGE | DAMAGED/BROKEN | REWIRE | REWIRED | Y
STAIR | STAIR | PWR | POWER-ELEC | DAMAGE | DAMAGED/BROKEN | RPL | REPLACED | Y
STAIR | STAIR | PWR | POWER-ELEC | DESGEN | DESIGN RELATED | MOD | MODIFIED | Y
STAIR | STAIR | PWR | POWER-ELEC | DESGEN | DESIGN RELATED | CLEAN | CLEANED | Y
STAIR | STAIR | PWR | POWER-ELEC | DESGEN | DESIGN RELATED | CLOSE | SECURED/CLOSED | Y
STAIR | STAIR | PWR | POWER-ELEC | DESGEN | DESIGN RELATED | CONN | CONNECTED | Y
STAIR | STAIR | PWR | POWER-ELEC | DESGEN | DESIGN RELATED | DISCONN | DISCONNECTED | Y
STAIR | STAIR | PWR | POWER-ELEC | DESGEN | DESIGN RELATED | LUB | LUBRICATED | Y
STAIR | STAIR | PWR | POWER-ELEC | DESGEN | DESIGN RELATED | NOF | NO FAULT FOUND | Y
STAIR | STAIR | PWR | POWER-ELEC | DESGEN | DESIGN RELATED | OTHER-R | OTHER REMEDY | Y
STAIR | STAIR | PWR | POWER-ELEC | DESGEN | DESIGN RELATED | OVH | OVERHAULED/REBUILT/REFURBISHED | Y
STAIR | STAIR | PWR | POWER-ELEC | DESGEN | DESIGN RELATED | PAINT | PAINTED | Y
STAIR | STAIR | PWR | POWER-ELEC | DESGEN | DESIGN RELATED | PATCH | PATCHED/PAVED | Y
STAIR | STAIR | PWR | POWER-ELEC | DESGEN | DESIGN RELATED | PUMP | PUMPED OUT/EMPTIED | Y
STAIR | STAIR | PWR | POWER-ELEC | DESGEN | DESIGN RELATED | REFILL | REFILLED | Y
STAIR | STAIR | PWR | POWER-ELEC | DESGEN | DESIGN RELATED | REINS | REINSTALLED | Y
STAIR | STAIR | PWR | POWER-ELEC | DESGEN | DESIGN RELATED | REMOVE | REMOVED | Y
STAIR | STAIR | PWR | POWER-ELEC | DESGEN | DESIGN RELATED | REP | REPAIRED/RESTORED/ADJUSTED | Y
STAIR | STAIR | PWR | POWER-ELEC | DESGEN | DESIGN RELATED | RESEAL | RESEALED/REPACKED | Y
STAIR | STAIR | PWR | POWER-ELEC | DESGEN | DESIGN RELATED | RESET | RESET/RESTARTED | Y
STAIR | STAIR | PWR | POWER-ELEC | DESGEN | DESIGN RELATED | REWIRE | REWIRED | Y
STAIR | STAIR | PWR | POWER-ELEC | DESGEN | DESIGN RELATED | RPL | REPLACED | Y
STAIR | STAIR | PWR | POWER-ELEC | DIRTY | DIRTY | MOD | MODIFIED | Y
STAIR | STAIR | PWR | POWER-ELEC | DIRTY | DIRTY | CLEAN | CLEANED | Y
STAIR | STAIR | PWR | POWER-ELEC | DIRTY | DIRTY | CLOSE | SECURED/CLOSED | Y
STAIR | STAIR | PWR | POWER-ELEC | DIRTY | DIRTY | CONN | CONNECTED | Y
STAIR | STAIR | PWR | POWER-ELEC | DIRTY | DIRTY | DISCONN | DISCONNECTED | Y
STAIR | STAIR | PWR | POWER-ELEC | DIRTY | DIRTY | LUB | LUBRICATED | Y
STAIR | STAIR | PWR | POWER-ELEC | DIRTY | DIRTY | NOF | NO FAULT FOUND | Y
STAIR | STAIR | PWR | POWER-ELEC | DIRTY | DIRTY | OTHER-R | OTHER REMEDY | Y
STAIR | STAIR | PWR | POWER-ELEC | DIRTY | DIRTY | OVH | OVERHAULED/REBUILT/REFURBISHED | Y
STAIR | STAIR | PWR | POWER-ELEC | DIRTY | DIRTY | PAINT | PAINTED | Y
STAIR | STAIR | PWR | POWER-ELEC | DIRTY | DIRTY | PATCH | PATCHED/PAVED | Y
STAIR | STAIR | PWR | POWER-ELEC | DIRTY | DIRTY | PUMP | PUMPED OUT/EMPTIED | Y
STAIR | STAIR | PWR | POWER-ELEC | DIRTY | DIRTY | REFILL | REFILLED | Y
STAIR | STAIR | PWR | POWER-ELEC | DIRTY | DIRTY | REINS | REINSTALLED | Y
STAIR | STAIR | PWR | POWER-ELEC | DIRTY | DIRTY | REMOVE | REMOVED | Y
STAIR | STAIR | PWR | POWER-ELEC | DIRTY | DIRTY | REP | REPAIRED/RESTORED/ADJUSTED | Y
STAIR | STAIR | PWR | POWER-ELEC | DIRTY | DIRTY | RESEAL | RESEALED/REPACKED | Y
STAIR | STAIR | PWR | POWER-ELEC | DIRTY | DIRTY | RESET | RESET/RESTARTED | Y
STAIR | STAIR | PWR | POWER-ELEC | DIRTY | DIRTY | REWIRE | REWIRED | Y
STAIR | STAIR | PWR | POWER-ELEC | DIRTY | DIRTY | RPL | REPLACED | Y
STAIR | STAIR | PWR | POWER-ELEC | EXPWT | EXPECTED WEAR AND TEAR | MOD | MODIFIED | Y
STAIR | STAIR | PWR | POWER-ELEC | EXPWT | EXPECTED WEAR AND TEAR | CLEAN | CLEANED | Y
STAIR | STAIR | PWR | POWER-ELEC | EXPWT | EXPECTED WEAR AND TEAR | CLOSE | SECURED/CLOSED | Y
STAIR | STAIR | PWR | POWER-ELEC | EXPWT | EXPECTED WEAR AND TEAR | CONN | CONNECTED | Y
STAIR | STAIR | PWR | POWER-ELEC | EXPWT | EXPECTED WEAR AND TEAR | DISCONN | DISCONNECTED | Y
STAIR | STAIR | PWR | POWER-ELEC | EXPWT | EXPECTED WEAR AND TEAR | LUB | LUBRICATED | Y
STAIR | STAIR | PWR | POWER-ELEC | EXPWT | EXPECTED WEAR AND TEAR | NOF | NO FAULT FOUND | Y
STAIR | STAIR | PWR | POWER-ELEC | EXPWT | EXPECTED WEAR AND TEAR | OTHER-R | OTHER REMEDY | Y
STAIR | STAIR | PWR | POWER-ELEC | EXPWT | EXPECTED WEAR AND TEAR | OVH | OVERHAULED/REBUILT/REFURBISHED | Y
STAIR | STAIR | PWR | POWER-ELEC | EXPWT | EXPECTED WEAR AND TEAR | PAINT | PAINTED | Y
STAIR | STAIR | PWR | POWER-ELEC | EXPWT | EXPECTED WEAR AND TEAR | PATCH | PATCHED/PAVED | Y
STAIR | STAIR | PWR | POWER-ELEC | EXPWT | EXPECTED WEAR AND TEAR | PUMP | PUMPED OUT/EMPTIED | Y
STAIR | STAIR | PWR | POWER-ELEC | EXPWT | EXPECTED WEAR AND TEAR | REFILL | REFILLED | Y
STAIR | STAIR | PWR | POWER-ELEC | EXPWT | EXPECTED WEAR AND TEAR | REINS | REINSTALLED | Y
STAIR | STAIR | PWR | POWER-ELEC | EXPWT | EXPECTED WEAR AND TEAR | REMOVE | REMOVED | Y
STAIR | STAIR | PWR | POWER-ELEC | EXPWT | EXPECTED WEAR AND TEAR | REP | REPAIRED/RESTORED/ADJUSTED | Y
STAIR | STAIR | PWR | POWER-ELEC | EXPWT | EXPECTED WEAR AND TEAR | RESEAL | RESEALED/REPACKED | Y
STAIR | STAIR | PWR | POWER-ELEC | EXPWT | EXPECTED WEAR AND TEAR | RESET | RESET/RESTARTED | Y
STAIR | STAIR | PWR | POWER-ELEC | EXPWT | EXPECTED WEAR AND TEAR | REWIRE | REWIRED | Y
STAIR | STAIR | PWR | POWER-ELEC | EXPWT | EXPECTED WEAR AND TEAR | RPL | REPLACED | Y
STAIR | STAIR | PWR | POWER-ELEC | FABGEN | FABRICATION/INSTALLATION RELATED | MOD | MODIFIED | Y
STAIR | STAIR | PWR | POWER-ELEC | FABGEN | FABRICATION/INSTALLATION RELATED | CLEAN | CLEANED | Y
STAIR | STAIR | PWR | POWER-ELEC | FABGEN | FABRICATION/INSTALLATION RELATED | CLOSE | SECURED/CLOSED | Y
STAIR | STAIR | PWR | POWER-ELEC | FABGEN | FABRICATION/INSTALLATION RELATED | CONN | CONNECTED | Y
STAIR | STAIR | PWR | POWER-ELEC | FABGEN | FABRICATION/INSTALLATION RELATED | DISCONN | DISCONNECTED | Y
STAIR | STAIR | PWR | POWER-ELEC | FABGEN | FABRICATION/INSTALLATION RELATED | LUB | LUBRICATED | Y
STAIR | STAIR | PWR | POWER-ELEC | FABGEN | FABRICATION/INSTALLATION RELATED | NOF | NO FAULT FOUND | Y
STAIR | STAIR | PWR | POWER-ELEC | FABGEN | FABRICATION/INSTALLATION RELATED | OTHER-R | OTHER REMEDY | Y
STAIR | STAIR | PWR | POWER-ELEC | FABGEN | FABRICATION/INSTALLATION RELATED | OVH | OVERHAULED/REBUILT/REFURBISHED | Y
STAIR | STAIR | PWR | POWER-ELEC | FABGEN | FABRICATION/INSTALLATION RELATED | PAINT | PAINTED | Y
STAIR | STAIR | PWR | POWER-ELEC | FABGEN | FABRICATION/INSTALLATION RELATED | PATCH | PATCHED/PAVED | Y
STAIR | STAIR | PWR | POWER-ELEC | FABGEN | FABRICATION/INSTALLATION RELATED | PUMP | PUMPED OUT/EMPTIED | Y
STAIR | STAIR | PWR | POWER-ELEC | FABGEN | FABRICATION/INSTALLATION RELATED | REFILL | REFILLED | Y
STAIR | STAIR | PWR | POWER-ELEC | FABGEN | FABRICATION/INSTALLATION RELATED | REINS | REINSTALLED | Y
STAIR | STAIR | PWR | POWER-ELEC | FABGEN | FABRICATION/INSTALLATION RELATED | REMOVE | REMOVED | Y
STAIR | STAIR | PWR | POWER-ELEC | FABGEN | FABRICATION/INSTALLATION RELATED | REP | REPAIRED/RESTORED/ADJUSTED | Y
STAIR | STAIR | PWR | POWER-ELEC | FABGEN | FABRICATION/INSTALLATION RELATED | RESEAL | RESEALED/REPACKED | Y
STAIR | STAIR | PWR | POWER-ELEC | FABGEN | FABRICATION/INSTALLATION RELATED | RESET | RESET/RESTARTED | Y
STAIR | STAIR | PWR | POWER-ELEC | FABGEN | FABRICATION/INSTALLATION RELATED | REWIRE | REWIRED | Y
STAIR | STAIR | PWR | POWER-ELEC | FABGEN | FABRICATION/INSTALLATION RELATED | RPL | REPLACED | Y
STAIR | STAIR | PWR | POWER-ELEC | IMPMAT | IMPROPER MATERIAL | MOD | MODIFIED | Y
STAIR | STAIR | PWR | POWER-ELEC | IMPMAT | IMPROPER MATERIAL | CLEAN | CLEANED | Y
STAIR | STAIR | PWR | POWER-ELEC | IMPMAT | IMPROPER MATERIAL | CLOSE | SECURED/CLOSED | Y
STAIR | STAIR | PWR | POWER-ELEC | IMPMAT | IMPROPER MATERIAL | CONN | CONNECTED | Y
STAIR | STAIR | PWR | POWER-ELEC | IMPMAT | IMPROPER MATERIAL | DISCONN | DISCONNECTED | Y
STAIR | STAIR | PWR | POWER-ELEC | IMPMAT | IMPROPER MATERIAL | LUB | LUBRICATED | Y
STAIR | STAIR | PWR | POWER-ELEC | IMPMAT | IMPROPER MATERIAL | NOF | NO FAULT FOUND | Y
STAIR | STAIR | PWR | POWER-ELEC | IMPMAT | IMPROPER MATERIAL | OTHER-R | OTHER REMEDY | Y
STAIR | STAIR | PWR | POWER-ELEC | IMPMAT | IMPROPER MATERIAL | OVH | OVERHAULED/REBUILT/REFURBISHED | Y
STAIR | STAIR | PWR | POWER-ELEC | IMPMAT | IMPROPER MATERIAL | PAINT | PAINTED | Y
STAIR | STAIR | PWR | POWER-ELEC | IMPMAT | IMPROPER MATERIAL | PATCH | PATCHED/PAVED | Y
STAIR | STAIR | PWR | POWER-ELEC | IMPMAT | IMPROPER MATERIAL | PUMP | PUMPED OUT/EMPTIED | Y
STAIR | STAIR | PWR | POWER-ELEC | IMPMAT | IMPROPER MATERIAL | REFILL | REFILLED | Y
STAIR | STAIR | PWR | POWER-ELEC | IMPMAT | IMPROPER MATERIAL | REINS | REINSTALLED | Y
STAIR | STAIR | PWR | POWER-ELEC | IMPMAT | IMPROPER MATERIAL | REMOVE | REMOVED | Y
STAIR | STAIR | PWR | POWER-ELEC | IMPMAT | IMPROPER MATERIAL | REP | REPAIRED/RESTORED/ADJUSTED | Y
STAIR | STAIR | PWR | POWER-ELEC | IMPMAT | IMPROPER MATERIAL | RESEAL | RESEALED/REPACKED | Y
STAIR | STAIR | PWR | POWER-ELEC | IMPMAT | IMPROPER MATERIAL | RESET | RESET/RESTARTED | Y
STAIR | STAIR | PWR | POWER-ELEC | IMPMAT | IMPROPER MATERIAL | REWIRE | REWIRED | Y
STAIR | STAIR | PWR | POWER-ELEC | IMPMAT | IMPROPER MATERIAL | RPL | REPLACED | Y
STAIR | STAIR | PWR | POWER-ELEC | LEAK | LEAK | MOD | MODIFIED | Y
STAIR | STAIR | PWR | POWER-ELEC | LEAK | LEAK | CLEAN | CLEANED | Y
STAIR | STAIR | PWR | POWER-ELEC | LEAK | LEAK | CLOSE | SECURED/CLOSED | Y
STAIR | STAIR | PWR | POWER-ELEC | LEAK | LEAK | CONN | CONNECTED | Y
STAIR | STAIR | PWR | POWER-ELEC | LEAK | LEAK | DISCONN | DISCONNECTED | Y
STAIR | STAIR | PWR | POWER-ELEC | LEAK | LEAK | LUB | LUBRICATED | Y
STAIR | STAIR | PWR | POWER-ELEC | LEAK | LEAK | NOF | NO FAULT FOUND | Y
STAIR | STAIR | PWR | POWER-ELEC | LEAK | LEAK | OTHER-R | OTHER REMEDY | Y
STAIR | STAIR | PWR | POWER-ELEC | LEAK | LEAK | OVH | OVERHAULED/REBUILT/REFURBISHED | Y
STAIR | STAIR | PWR | POWER-ELEC | LEAK | LEAK | PAINT | PAINTED | Y
STAIR | STAIR | PWR | POWER-ELEC | LEAK | LEAK | PATCH | PATCHED/PAVED | Y
STAIR | STAIR | PWR | POWER-ELEC | LEAK | LEAK | PUMP | PUMPED OUT/EMPTIED | Y
STAIR | STAIR | PWR | POWER-ELEC | LEAK | LEAK | REFILL | REFILLED | Y
STAIR | STAIR | PWR | POWER-ELEC | LEAK | LEAK | REINS | REINSTALLED | Y
STAIR | STAIR | PWR | POWER-ELEC | LEAK | LEAK | REMOVE | REMOVED | Y
STAIR | STAIR | PWR | POWER-ELEC | LEAK | LEAK | REP | REPAIRED/RESTORED/ADJUSTED | Y
STAIR | STAIR | PWR | POWER-ELEC | LEAK | LEAK | RESEAL | RESEALED/REPACKED | Y
STAIR | STAIR | PWR | POWER-ELEC | LEAK | LEAK | RESET | RESET/RESTARTED | Y
STAIR | STAIR | PWR | POWER-ELEC | LEAK | LEAK | REWIRE | REWIRED | Y
STAIR | STAIR | PWR | POWER-ELEC | LEAK | LEAK | RPL | REPLACED | Y
STAIR | STAIR | PWR | POWER-ELEC | LOOSE | LOOSE/MISALIGNED | MOD | MODIFIED | Y
STAIR | STAIR | PWR | POWER-ELEC | LOOSE | LOOSE/MISALIGNED | CLEAN | CLEANED | Y
STAIR | STAIR | PWR | POWER-ELEC | LOOSE | LOOSE/MISALIGNED | CLOSE | SECURED/CLOSED | Y
STAIR | STAIR | PWR | POWER-ELEC | LOOSE | LOOSE/MISALIGNED | CONN | CONNECTED | Y
STAIR | STAIR | PWR | POWER-ELEC | LOOSE | LOOSE/MISALIGNED | DISCONN | DISCONNECTED | Y
STAIR | STAIR | PWR | POWER-ELEC | LOOSE | LOOSE/MISALIGNED | LUB | LUBRICATED | Y
STAIR | STAIR | PWR | POWER-ELEC | LOOSE | LOOSE/MISALIGNED | NOF | NO FAULT FOUND | Y
STAIR | STAIR | PWR | POWER-ELEC | LOOSE | LOOSE/MISALIGNED | OTHER-R | OTHER REMEDY | Y
STAIR | STAIR | PWR | POWER-ELEC | LOOSE | LOOSE/MISALIGNED | OVH | OVERHAULED/REBUILT/REFURBISHED | Y
STAIR | STAIR | PWR | POWER-ELEC | LOOSE | LOOSE/MISALIGNED | PAINT | PAINTED | Y
STAIR | STAIR | PWR | POWER-ELEC | LOOSE | LOOSE/MISALIGNED | PATCH | PATCHED/PAVED | Y
STAIR | STAIR | PWR | POWER-ELEC | LOOSE | LOOSE/MISALIGNED | PUMP | PUMPED OUT/EMPTIED | Y
STAIR | STAIR | PWR | POWER-ELEC | LOOSE | LOOSE/MISALIGNED | REFILL | REFILLED | Y
STAIR | STAIR | PWR | POWER-ELEC | LOOSE | LOOSE/MISALIGNED | REINS | REINSTALLED | Y
STAIR | STAIR | PWR | POWER-ELEC | LOOSE | LOOSE/MISALIGNED | REMOVE | REMOVED | Y
STAIR | STAIR | PWR | POWER-ELEC | LOOSE | LOOSE/MISALIGNED | REP | REPAIRED/RESTORED/ADJUSTED | Y
STAIR | STAIR | PWR | POWER-ELEC | LOOSE | LOOSE/MISALIGNED | RESEAL | RESEALED/REPACKED | Y
STAIR | STAIR | PWR | POWER-ELEC | LOOSE | LOOSE/MISALIGNED | RESET | RESET/RESTARTED | Y
STAIR | STAIR | PWR | POWER-ELEC | LOOSE | LOOSE/MISALIGNED | REWIRE | REWIRED | Y
STAIR | STAIR | PWR | POWER-ELEC | LOOSE | LOOSE/MISALIGNED | RPL | REPLACED | Y
STAIR | STAIR | PWR | POWER-ELEC | NOCAUSE | NO CAUSE FOUND | MOD | MODIFIED | Y
STAIR | STAIR | PWR | POWER-ELEC | NOCAUSE | NO CAUSE FOUND | CLEAN | CLEANED | Y
STAIR | STAIR | PWR | POWER-ELEC | NOCAUSE | NO CAUSE FOUND | CLOSE | SECURED/CLOSED | Y
STAIR | STAIR | PWR | POWER-ELEC | NOCAUSE | NO CAUSE FOUND | CONN | CONNECTED | Y
STAIR | STAIR | PWR | POWER-ELEC | NOCAUSE | NO CAUSE FOUND | DISCONN | DISCONNECTED | Y
STAIR | STAIR | PWR | POWER-ELEC | NOCAUSE | NO CAUSE FOUND | LUB | LUBRICATED | Y
STAIR | STAIR | PWR | POWER-ELEC | NOCAUSE | NO CAUSE FOUND | NOF | NO FAULT FOUND | Y
STAIR | STAIR | PWR | POWER-ELEC | NOCAUSE | NO CAUSE FOUND | OTHER-R | OTHER REMEDY | Y
STAIR | STAIR | PWR | POWER-ELEC | NOCAUSE | NO CAUSE FOUND | OVH | OVERHAULED/REBUILT/REFURBISHED | Y
STAIR | STAIR | PWR | POWER-ELEC | NOCAUSE | NO CAUSE FOUND | PAINT | PAINTED | Y
STAIR | STAIR | PWR | POWER-ELEC | NOCAUSE | NO CAUSE FOUND | PATCH | PATCHED/PAVED | Y
STAIR | STAIR | PWR | POWER-ELEC | NOCAUSE | NO CAUSE FOUND | PUMP | PUMPED OUT/EMPTIED | Y
STAIR | STAIR | PWR | POWER-ELEC | NOCAUSE | NO CAUSE FOUND | REFILL | REFILLED | Y
STAIR | STAIR | PWR | POWER-ELEC | NOCAUSE | NO CAUSE FOUND | REINS | REINSTALLED | Y
STAIR | STAIR | PWR | POWER-ELEC | NOCAUSE | NO CAUSE FOUND | REMOVE | REMOVED | Y
STAIR | STAIR | PWR | POWER-ELEC | NOCAUSE | NO CAUSE FOUND | REP | REPAIRED/RESTORED/ADJUSTED | Y
STAIR | STAIR | PWR | POWER-ELEC | NOCAUSE | NO CAUSE FOUND | RESEAL | RESEALED/REPACKED | Y
STAIR | STAIR | PWR | POWER-ELEC | NOCAUSE | NO CAUSE FOUND | RESET | RESET/RESTARTED | Y
STAIR | STAIR | PWR | POWER-ELEC | NOCAUSE | NO CAUSE FOUND | REWIRE | REWIRED | Y
STAIR | STAIR | PWR | POWER-ELEC | NOCAUSE | NO CAUSE FOUND | RPL | REPLACED | Y
STAIR | STAIR | PWR | POWER-ELEC | OBSTR | JAMMED/OBSTRUCTED | MOD | MODIFIED | Y
STAIR | STAIR | PWR | POWER-ELEC | OBSTR | JAMMED/OBSTRUCTED | CLEAN | CLEANED | Y
STAIR | STAIR | PWR | POWER-ELEC | OBSTR | JAMMED/OBSTRUCTED | CLOSE | SECURED/CLOSED | Y
STAIR | STAIR | PWR | POWER-ELEC | OBSTR | JAMMED/OBSTRUCTED | CONN | CONNECTED | Y
STAIR | STAIR | PWR | POWER-ELEC | OBSTR | JAMMED/OBSTRUCTED | DISCONN | DISCONNECTED | Y
STAIR | STAIR | PWR | POWER-ELEC | OBSTR | JAMMED/OBSTRUCTED | LUB | LUBRICATED | Y
STAIR | STAIR | PWR | POWER-ELEC | OBSTR | JAMMED/OBSTRUCTED | NOF | NO FAULT FOUND | Y
STAIR | STAIR | PWR | POWER-ELEC | OBSTR | JAMMED/OBSTRUCTED | OTHER-R | OTHER REMEDY | Y
STAIR | STAIR | PWR | POWER-ELEC | OBSTR | JAMMED/OBSTRUCTED | OVH | OVERHAULED/REBUILT/REFURBISHED | Y
STAIR | STAIR | PWR | POWER-ELEC | OBSTR | JAMMED/OBSTRUCTED | PAINT | PAINTED | Y
STAIR | STAIR | PWR | POWER-ELEC | OBSTR | JAMMED/OBSTRUCTED | PATCH | PATCHED/PAVED | Y
STAIR | STAIR | PWR | POWER-ELEC | OBSTR | JAMMED/OBSTRUCTED | PUMP | PUMPED OUT/EMPTIED | Y
STAIR | STAIR | PWR | POWER-ELEC | OBSTR | JAMMED/OBSTRUCTED | REFILL | REFILLED | Y
STAIR | STAIR | PWR | POWER-ELEC | OBSTR | JAMMED/OBSTRUCTED | REINS | REINSTALLED | Y
STAIR | STAIR | PWR | POWER-ELEC | OBSTR | JAMMED/OBSTRUCTED | REMOVE | REMOVED | Y
STAIR | STAIR | PWR | POWER-ELEC | OBSTR | JAMMED/OBSTRUCTED | REP | REPAIRED/RESTORED/ADJUSTED | Y
STAIR | STAIR | PWR | POWER-ELEC | OBSTR | JAMMED/OBSTRUCTED | RESEAL | RESEALED/REPACKED | Y
STAIR | STAIR | PWR | POWER-ELEC | OBSTR | JAMMED/OBSTRUCTED | RESET | RESET/RESTARTED | Y
STAIR | STAIR | PWR | POWER-ELEC | OBSTR | JAMMED/OBSTRUCTED | REWIRE | REWIRED | Y
STAIR | STAIR | PWR | POWER-ELEC | OBSTR | JAMMED/OBSTRUCTED | RPL | REPLACED | Y
STAIR | STAIR | PWR | POWER-ELEC | OPSERRMTCERR | OPERATIONS/MAINTENANCE RELATED | MOD | MODIFIED | Y
STAIR | STAIR | PWR | POWER-ELEC | OPSERRMTCERR | OPERATIONS/MAINTENANCE RELATED | CLEAN | CLEANED | Y
STAIR | STAIR | PWR | POWER-ELEC | OPSERRMTCERR | OPERATIONS/MAINTENANCE RELATED | CLOSE | SECURED/CLOSED | Y
STAIR | STAIR | PWR | POWER-ELEC | OPSERRMTCERR | OPERATIONS/MAINTENANCE RELATED | CONN | CONNECTED | Y
STAIR | STAIR | PWR | POWER-ELEC | OPSERRMTCERR | OPERATIONS/MAINTENANCE RELATED | DISCONN | DISCONNECTED | Y
STAIR | STAIR | PWR | POWER-ELEC | OPSERRMTCERR | OPERATIONS/MAINTENANCE RELATED | LUB | LUBRICATED | Y
STAIR | STAIR | PWR | POWER-ELEC | OPSERRMTCERR | OPERATIONS/MAINTENANCE RELATED | NOF | NO FAULT FOUND | Y
STAIR | STAIR | PWR | POWER-ELEC | OPSERRMTCERR | OPERATIONS/MAINTENANCE RELATED | OTHER-R | OTHER REMEDY | Y
STAIR | STAIR | PWR | POWER-ELEC | OPSERRMTCERR | OPERATIONS/MAINTENANCE RELATED | OVH | OVERHAULED/REBUILT/REFURBISHED | Y
STAIR | STAIR | PWR | POWER-ELEC | OPSERRMTCERR | OPERATIONS/MAINTENANCE RELATED | PAINT | PAINTED | Y
STAIR | STAIR | PWR | POWER-ELEC | OPSERRMTCERR | OPERATIONS/MAINTENANCE RELATED | PATCH | PATCHED/PAVED | Y
STAIR | STAIR | PWR | POWER-ELEC | OPSERRMTCERR | OPERATIONS/MAINTENANCE RELATED | PUMP | PUMPED OUT/EMPTIED | Y
STAIR | STAIR | PWR | POWER-ELEC | OPSERRMTCERR | OPERATIONS/MAINTENANCE RELATED | REFILL | REFILLED | Y
STAIR | STAIR | PWR | POWER-ELEC | OPSERRMTCERR | OPERATIONS/MAINTENANCE RELATED | REINS | REINSTALLED | Y
STAIR | STAIR | PWR | POWER-ELEC | OPSERRMTCERR | OPERATIONS/MAINTENANCE RELATED | REMOVE | REMOVED | Y
STAIR | STAIR | PWR | POWER-ELEC | OPSERRMTCERR | OPERATIONS/MAINTENANCE RELATED | REP | REPAIRED/RESTORED/ADJUSTED | Y
STAIR | STAIR | PWR | POWER-ELEC | OPSERRMTCERR | OPERATIONS/MAINTENANCE RELATED | RESEAL | RESEALED/REPACKED | Y
STAIR | STAIR | PWR | POWER-ELEC | OPSERRMTCERR | OPERATIONS/MAINTENANCE RELATED | RESET | RESET/RESTARTED | Y
STAIR | STAIR | PWR | POWER-ELEC | OPSERRMTCERR | OPERATIONS/MAINTENANCE RELATED | REWIRE | REWIRED | Y
STAIR | STAIR | PWR | POWER-ELEC | OPSERRMTCERR | OPERATIONS/MAINTENANCE RELATED | RPL | REPLACED | Y
STAIR | STAIR | PWR | POWER-ELEC | OTHER-C | OTHER CAUSE | MOD | MODIFIED | Y
STAIR | STAIR | PWR | POWER-ELEC | OTHER-C | OTHER CAUSE | CLEAN | CLEANED | Y
STAIR | STAIR | PWR | POWER-ELEC | OTHER-C | OTHER CAUSE | CLOSE | SECURED/CLOSED | Y
STAIR | STAIR | PWR | POWER-ELEC | OTHER-C | OTHER CAUSE | CONN | CONNECTED | Y
STAIR | STAIR | PWR | POWER-ELEC | OTHER-C | OTHER CAUSE | DISCONN | DISCONNECTED | Y
STAIR | STAIR | PWR | POWER-ELEC | OTHER-C | OTHER CAUSE | LUB | LUBRICATED | Y
STAIR | STAIR | PWR | POWER-ELEC | OTHER-C | OTHER CAUSE | NOF | NO FAULT FOUND | Y
STAIR | STAIR | PWR | POWER-ELEC | OTHER-C | OTHER CAUSE | OTHER-R | OTHER REMEDY | Y
STAIR | STAIR | PWR | POWER-ELEC | OTHER-C | OTHER CAUSE | OVH | OVERHAULED/REBUILT/REFURBISHED | Y
STAIR | STAIR | PWR | POWER-ELEC | OTHER-C | OTHER CAUSE | PAINT | PAINTED | Y
STAIR | STAIR | PWR | POWER-ELEC | OTHER-C | OTHER CAUSE | PATCH | PATCHED/PAVED | Y
STAIR | STAIR | PWR | POWER-ELEC | OTHER-C | OTHER CAUSE | PUMP | PUMPED OUT/EMPTIED | Y
STAIR | STAIR | PWR | POWER-ELEC | OTHER-C | OTHER CAUSE | REFILL | REFILLED | Y
STAIR | STAIR | PWR | POWER-ELEC | OTHER-C | OTHER CAUSE | REINS | REINSTALLED | Y
STAIR | STAIR | PWR | POWER-ELEC | OTHER-C | OTHER CAUSE | REMOVE | REMOVED | Y
STAIR | STAIR | PWR | POWER-ELEC | OTHER-C | OTHER CAUSE | REP | REPAIRED/RESTORED/ADJUSTED | Y
STAIR | STAIR | PWR | POWER-ELEC | OTHER-C | OTHER CAUSE | RESEAL | RESEALED/REPACKED | Y
STAIR | STAIR | PWR | POWER-ELEC | OTHER-C | OTHER CAUSE | RESET | RESET/RESTARTED | Y
STAIR | STAIR | PWR | POWER-ELEC | OTHER-C | OTHER CAUSE | REWIRE | REWIRED | Y
STAIR | STAIR | PWR | POWER-ELEC | OTHER-C | OTHER CAUSE | RPL | REPLACED | Y
STAIR | STAIR | PWR | POWER-ELEC | POWERSUP | POWER SUPPLY | MOD | MODIFIED | Y
STAIR | STAIR | PWR | POWER-ELEC | POWERSUP | POWER SUPPLY | CLEAN | CLEANED | Y
STAIR | STAIR | PWR | POWER-ELEC | POWERSUP | POWER SUPPLY | CLOSE | SECURED/CLOSED | Y
STAIR | STAIR | PWR | POWER-ELEC | POWERSUP | POWER SUPPLY | CONN | CONNECTED | Y
STAIR | STAIR | PWR | POWER-ELEC | POWERSUP | POWER SUPPLY | DISCONN | DISCONNECTED | Y
STAIR | STAIR | PWR | POWER-ELEC | POWERSUP | POWER SUPPLY | LUB | LUBRICATED | Y
STAIR | STAIR | PWR | POWER-ELEC | POWERSUP | POWER SUPPLY | NOF | NO FAULT FOUND | Y
STAIR | STAIR | PWR | POWER-ELEC | POWERSUP | POWER SUPPLY | OTHER-R | OTHER REMEDY | Y
STAIR | STAIR | PWR | POWER-ELEC | POWERSUP | POWER SUPPLY | OVH | OVERHAULED/REBUILT/REFURBISHED | Y
STAIR | STAIR | PWR | POWER-ELEC | POWERSUP | POWER SUPPLY | PAINT | PAINTED | Y
STAIR | STAIR | PWR | POWER-ELEC | POWERSUP | POWER SUPPLY | PATCH | PATCHED/PAVED | Y
STAIR | STAIR | PWR | POWER-ELEC | POWERSUP | POWER SUPPLY | PUMP | PUMPED OUT/EMPTIED | Y
STAIR | STAIR | PWR | POWER-ELEC | POWERSUP | POWER SUPPLY | REFILL | REFILLED | Y
STAIR | STAIR | PWR | POWER-ELEC | POWERSUP | POWER SUPPLY | REINS | REINSTALLED | Y
STAIR | STAIR | PWR | POWER-ELEC | POWERSUP | POWER SUPPLY | REMOVE | REMOVED | Y
STAIR | STAIR | PWR | POWER-ELEC | POWERSUP | POWER SUPPLY | REP | REPAIRED/RESTORED/ADJUSTED | Y
STAIR | STAIR | PWR | POWER-ELEC | POWERSUP | POWER SUPPLY | RESEAL | RESEALED/REPACKED | Y
STAIR | STAIR | PWR | POWER-ELEC | POWERSUP | POWER SUPPLY | RESET | RESET/RESTARTED | Y
STAIR | STAIR | PWR | POWER-ELEC | POWERSUP | POWER SUPPLY | REWIRE | REWIRED | Y
STAIR | STAIR | PWR | POWER-ELEC | POWERSUP | POWER SUPPLY | RPL | REPLACED | Y
STAIR | STAIR | PWR | POWER-ELEC | SENSOR | FAULTY SENSOR | MOD | MODIFIED | Y
STAIR | STAIR | PWR | POWER-ELEC | SENSOR | FAULTY SENSOR | CLEAN | CLEANED | Y
STAIR | STAIR | PWR | POWER-ELEC | SENSOR | FAULTY SENSOR | CLOSE | SECURED/CLOSED | Y
STAIR | STAIR | PWR | POWER-ELEC | SENSOR | FAULTY SENSOR | CONN | CONNECTED | Y
STAIR | STAIR | PWR | POWER-ELEC | SENSOR | FAULTY SENSOR | DISCONN | DISCONNECTED | Y
STAIR | STAIR | PWR | POWER-ELEC | SENSOR | FAULTY SENSOR | LUB | LUBRICATED | Y
STAIR | STAIR | PWR | POWER-ELEC | SENSOR | FAULTY SENSOR | NOF | NO FAULT FOUND | Y
STAIR | STAIR | PWR | POWER-ELEC | SENSOR | FAULTY SENSOR | OTHER-R | OTHER REMEDY | Y
STAIR | STAIR | PWR | POWER-ELEC | SENSOR | FAULTY SENSOR | OVH | OVERHAULED/REBUILT/REFURBISHED | Y
STAIR | STAIR | PWR | POWER-ELEC | SENSOR | FAULTY SENSOR | PAINT | PAINTED | Y
STAIR | STAIR | PWR | POWER-ELEC | SENSOR | FAULTY SENSOR | PATCH | PATCHED/PAVED | Y
STAIR | STAIR | PWR | POWER-ELEC | SENSOR | FAULTY SENSOR | PUMP | PUMPED OUT/EMPTIED | Y
STAIR | STAIR | PWR | POWER-ELEC | SENSOR | FAULTY SENSOR | REFILL | REFILLED | Y
STAIR | STAIR | PWR | POWER-ELEC | SENSOR | FAULTY SENSOR | REINS | REINSTALLED | Y
STAIR | STAIR | PWR | POWER-ELEC | SENSOR | FAULTY SENSOR | REMOVE | REMOVED | Y
STAIR | STAIR | PWR | POWER-ELEC | SENSOR | FAULTY SENSOR | REP | REPAIRED/RESTORED/ADJUSTED | Y
STAIR | STAIR | PWR | POWER-ELEC | SENSOR | FAULTY SENSOR | RESEAL | RESEALED/REPACKED | Y
STAIR | STAIR | PWR | POWER-ELEC | SENSOR | FAULTY SENSOR | RESET | RESET/RESTARTED | Y
STAIR | STAIR | PWR | POWER-ELEC | SENSOR | FAULTY SENSOR | REWIRE | REWIRED | Y
STAIR | STAIR | PWR | POWER-ELEC | SENSOR | FAULTY SENSOR | RPL | REPLACED | Y
STAIR | STAIR | SML | SMELL | BREAKTRP | BREAKER TRIP | MOD | MODIFIED | Y
STAIR | STAIR | SML | SMELL | BREAKTRP | BREAKER TRIP | CLEAN | CLEANED | Y
STAIR | STAIR | SML | SMELL | BREAKTRP | BREAKER TRIP | CLOSE | SECURED/CLOSED | Y
STAIR | STAIR | SML | SMELL | BREAKTRP | BREAKER TRIP | CONN | CONNECTED | Y
STAIR | STAIR | SML | SMELL | BREAKTRP | BREAKER TRIP | DISCONN | DISCONNECTED | Y
STAIR | STAIR | SML | SMELL | BREAKTRP | BREAKER TRIP | LUB | LUBRICATED | Y
STAIR | STAIR | SML | SMELL | BREAKTRP | BREAKER TRIP | NOF | NO FAULT FOUND | Y
STAIR | STAIR | SML | SMELL | BREAKTRP | BREAKER TRIP | OTHER-R | OTHER REMEDY | Y
STAIR | STAIR | SML | SMELL | BREAKTRP | BREAKER TRIP | OVH | OVERHAULED/REBUILT/REFURBISHED | Y
STAIR | STAIR | SML | SMELL | BREAKTRP | BREAKER TRIP | PAINT | PAINTED | Y
STAIR | STAIR | SML | SMELL | BREAKTRP | BREAKER TRIP | PATCH | PATCHED/PAVED | Y
STAIR | STAIR | SML | SMELL | BREAKTRP | BREAKER TRIP | PUMP | PUMPED OUT/EMPTIED | Y
STAIR | STAIR | SML | SMELL | BREAKTRP | BREAKER TRIP | REFILL | REFILLED | Y
STAIR | STAIR | SML | SMELL | BREAKTRP | BREAKER TRIP | REINS | REINSTALLED | Y
STAIR | STAIR | SML | SMELL | BREAKTRP | BREAKER TRIP | REMOVE | REMOVED | Y
STAIR | STAIR | SML | SMELL | BREAKTRP | BREAKER TRIP | REP | REPAIRED/RESTORED/ADJUSTED | Y
STAIR | STAIR | SML | SMELL | BREAKTRP | BREAKER TRIP | RESEAL | RESEALED/REPACKED | Y
STAIR | STAIR | SML | SMELL | BREAKTRP | BREAKER TRIP | RESET | RESET/RESTARTED | Y
STAIR | STAIR | SML | SMELL | BREAKTRP | BREAKER TRIP | REWIRE | REWIRED | Y
STAIR | STAIR | SML | SMELL | BREAKTRP | BREAKER TRIP | RPL | REPLACED | Y
STAIR | STAIR | SML | SMELL | CORROSION | RUST/CORROSION | MOD | MODIFIED | Y
STAIR | STAIR | SML | SMELL | CORROSION | RUST/CORROSION | CLEAN | CLEANED | Y
STAIR | STAIR | SML | SMELL | CORROSION | RUST/CORROSION | CLOSE | SECURED/CLOSED | Y
STAIR | STAIR | SML | SMELL | CORROSION | RUST/CORROSION | CONN | CONNECTED | Y
STAIR | STAIR | SML | SMELL | CORROSION | RUST/CORROSION | DISCONN | DISCONNECTED | Y
STAIR | STAIR | SML | SMELL | CORROSION | RUST/CORROSION | LUB | LUBRICATED | Y
STAIR | STAIR | SML | SMELL | CORROSION | RUST/CORROSION | NOF | NO FAULT FOUND | Y
STAIR | STAIR | SML | SMELL | CORROSION | RUST/CORROSION | OTHER-R | OTHER REMEDY | Y
STAIR | STAIR | SML | SMELL | CORROSION | RUST/CORROSION | OVH | OVERHAULED/REBUILT/REFURBISHED | Y
STAIR | STAIR | SML | SMELL | CORROSION | RUST/CORROSION | PAINT | PAINTED | Y
STAIR | STAIR | SML | SMELL | CORROSION | RUST/CORROSION | PATCH | PATCHED/PAVED | Y
STAIR | STAIR | SML | SMELL | CORROSION | RUST/CORROSION | PUMP | PUMPED OUT/EMPTIED | Y
STAIR | STAIR | SML | SMELL | CORROSION | RUST/CORROSION | REFILL | REFILLED | Y
STAIR | STAIR | SML | SMELL | CORROSION | RUST/CORROSION | REINS | REINSTALLED | Y
STAIR | STAIR | SML | SMELL | CORROSION | RUST/CORROSION | REMOVE | REMOVED | Y
STAIR | STAIR | SML | SMELL | CORROSION | RUST/CORROSION | REP | REPAIRED/RESTORED/ADJUSTED | Y
STAIR | STAIR | SML | SMELL | CORROSION | RUST/CORROSION | RESEAL | RESEALED/REPACKED | Y
STAIR | STAIR | SML | SMELL | CORROSION | RUST/CORROSION | RESET | RESET/RESTARTED | Y
STAIR | STAIR | SML | SMELL | CORROSION | RUST/CORROSION | REWIRE | REWIRED | Y
STAIR | STAIR | SML | SMELL | CORROSION | RUST/CORROSION | RPL | REPLACED | Y
STAIR | STAIR | SML | SMELL | DAMAGE | DAMAGED/BROKEN | MOD | MODIFIED | Y
STAIR | STAIR | SML | SMELL | DAMAGE | DAMAGED/BROKEN | CLEAN | CLEANED | Y
STAIR | STAIR | SML | SMELL | DAMAGE | DAMAGED/BROKEN | CLOSE | SECURED/CLOSED | Y
STAIR | STAIR | SML | SMELL | DAMAGE | DAMAGED/BROKEN | CONN | CONNECTED | Y
STAIR | STAIR | SML | SMELL | DAMAGE | DAMAGED/BROKEN | DISCONN | DISCONNECTED | Y
STAIR | STAIR | SML | SMELL | DAMAGE | DAMAGED/BROKEN | LUB | LUBRICATED | Y
STAIR | STAIR | SML | SMELL | DAMAGE | DAMAGED/BROKEN | NOF | NO FAULT FOUND | Y
STAIR | STAIR | SML | SMELL | DAMAGE | DAMAGED/BROKEN | OTHER-R | OTHER REMEDY | Y
STAIR | STAIR | SML | SMELL | DAMAGE | DAMAGED/BROKEN | OVH | OVERHAULED/REBUILT/REFURBISHED | Y
STAIR | STAIR | SML | SMELL | DAMAGE | DAMAGED/BROKEN | PAINT | PAINTED | Y
STAIR | STAIR | SML | SMELL | DAMAGE | DAMAGED/BROKEN | PATCH | PATCHED/PAVED | Y
STAIR | STAIR | SML | SMELL | DAMAGE | DAMAGED/BROKEN | PUMP | PUMPED OUT/EMPTIED | Y
STAIR | STAIR | SML | SMELL | DAMAGE | DAMAGED/BROKEN | REFILL | REFILLED | Y
STAIR | STAIR | SML | SMELL | DAMAGE | DAMAGED/BROKEN | REINS | REINSTALLED | Y
STAIR | STAIR | SML | SMELL | DAMAGE | DAMAGED/BROKEN | REMOVE | REMOVED | Y
STAIR | STAIR | SML | SMELL | DAMAGE | DAMAGED/BROKEN | REP | REPAIRED/RESTORED/ADJUSTED | Y
STAIR | STAIR | SML | SMELL | DAMAGE | DAMAGED/BROKEN | RESEAL | RESEALED/REPACKED | Y
STAIR | STAIR | SML | SMELL | DAMAGE | DAMAGED/BROKEN | RESET | RESET/RESTARTED | Y
STAIR | STAIR | SML | SMELL | DAMAGE | DAMAGED/BROKEN | REWIRE | REWIRED | Y
STAIR | STAIR | SML | SMELL | DAMAGE | DAMAGED/BROKEN | RPL | REPLACED | Y
STAIR | STAIR | SML | SMELL | DESGEN | DESIGN RELATED | MOD | MODIFIED | Y
STAIR | STAIR | SML | SMELL | DESGEN | DESIGN RELATED | CLEAN | CLEANED | Y
STAIR | STAIR | SML | SMELL | DESGEN | DESIGN RELATED | CLOSE | SECURED/CLOSED | Y
STAIR | STAIR | SML | SMELL | DESGEN | DESIGN RELATED | CONN | CONNECTED | Y
STAIR | STAIR | SML | SMELL | DESGEN | DESIGN RELATED | DISCONN | DISCONNECTED | Y
STAIR | STAIR | SML | SMELL | DESGEN | DESIGN RELATED | LUB | LUBRICATED | Y
STAIR | STAIR | SML | SMELL | DESGEN | DESIGN RELATED | NOF | NO FAULT FOUND | Y
STAIR | STAIR | SML | SMELL | DESGEN | DESIGN RELATED | OTHER-R | OTHER REMEDY | Y
STAIR | STAIR | SML | SMELL | DESGEN | DESIGN RELATED | OVH | OVERHAULED/REBUILT/REFURBISHED | Y
STAIR | STAIR | SML | SMELL | DESGEN | DESIGN RELATED | PAINT | PAINTED | Y
STAIR | STAIR | SML | SMELL | DESGEN | DESIGN RELATED | PATCH | PATCHED/PAVED | Y
STAIR | STAIR | SML | SMELL | DESGEN | DESIGN RELATED | PUMP | PUMPED OUT/EMPTIED | Y
STAIR | STAIR | SML | SMELL | DESGEN | DESIGN RELATED | REFILL | REFILLED | Y
STAIR | STAIR | SML | SMELL | DESGEN | DESIGN RELATED | REINS | REINSTALLED | Y
STAIR | STAIR | SML | SMELL | DESGEN | DESIGN RELATED | REMOVE | REMOVED | Y
STAIR | STAIR | SML | SMELL | DESGEN | DESIGN RELATED | REP | REPAIRED/RESTORED/ADJUSTED | Y
STAIR | STAIR | SML | SMELL | DESGEN | DESIGN RELATED | RESEAL | RESEALED/REPACKED | Y
STAIR | STAIR | SML | SMELL | DESGEN | DESIGN RELATED | RESET | RESET/RESTARTED | Y
STAIR | STAIR | SML | SMELL | DESGEN | DESIGN RELATED | REWIRE | REWIRED | Y
STAIR | STAIR | SML | SMELL | DESGEN | DESIGN RELATED | RPL | REPLACED | Y
STAIR | STAIR | SML | SMELL | DIRTY | DIRTY | MOD | MODIFIED | Y
STAIR | STAIR | SML | SMELL | DIRTY | DIRTY | CLEAN | CLEANED | Y
STAIR | STAIR | SML | SMELL | DIRTY | DIRTY | CLOSE | SECURED/CLOSED | Y
STAIR | STAIR | SML | SMELL | DIRTY | DIRTY | CONN | CONNECTED | Y
STAIR | STAIR | SML | SMELL | DIRTY | DIRTY | DISCONN | DISCONNECTED | Y
STAIR | STAIR | SML | SMELL | DIRTY | DIRTY | LUB | LUBRICATED | Y
STAIR | STAIR | SML | SMELL | DIRTY | DIRTY | NOF | NO FAULT FOUND | Y
STAIR | STAIR | SML | SMELL | DIRTY | DIRTY | OTHER-R | OTHER REMEDY | Y
STAIR | STAIR | SML | SMELL | DIRTY | DIRTY | OVH | OVERHAULED/REBUILT/REFURBISHED | Y
STAIR | STAIR | SML | SMELL | DIRTY | DIRTY | PAINT | PAINTED | Y
STAIR | STAIR | SML | SMELL | DIRTY | DIRTY | PATCH | PATCHED/PAVED | Y
STAIR | STAIR | SML | SMELL | DIRTY | DIRTY | PUMP | PUMPED OUT/EMPTIED | Y
STAIR | STAIR | SML | SMELL | DIRTY | DIRTY | REFILL | REFILLED | Y
STAIR | STAIR | SML | SMELL | DIRTY | DIRTY | REINS | REINSTALLED | Y
STAIR | STAIR | SML | SMELL | DIRTY | DIRTY | REMOVE | REMOVED | Y
STAIR | STAIR | SML | SMELL | DIRTY | DIRTY | REP | REPAIRED/RESTORED/ADJUSTED | Y
STAIR | STAIR | SML | SMELL | DIRTY | DIRTY | RESEAL | RESEALED/REPACKED | Y
STAIR | STAIR | SML | SMELL | DIRTY | DIRTY | RESET | RESET/RESTARTED | Y
STAIR | STAIR | SML | SMELL | DIRTY | DIRTY | REWIRE | REWIRED | Y
STAIR | STAIR | SML | SMELL | DIRTY | DIRTY | RPL | REPLACED | Y
STAIR | STAIR | SML | SMELL | EXPWT | EXPECTED WEAR AND TEAR | MOD | MODIFIED | Y
STAIR | STAIR | SML | SMELL | EXPWT | EXPECTED WEAR AND TEAR | CLEAN | CLEANED | Y
STAIR | STAIR | SML | SMELL | EXPWT | EXPECTED WEAR AND TEAR | CLOSE | SECURED/CLOSED | Y
STAIR | STAIR | SML | SMELL | EXPWT | EXPECTED WEAR AND TEAR | CONN | CONNECTED | Y
STAIR | STAIR | SML | SMELL | EXPWT | EXPECTED WEAR AND TEAR | DISCONN | DISCONNECTED | Y
STAIR | STAIR | SML | SMELL | EXPWT | EXPECTED WEAR AND TEAR | LUB | LUBRICATED | Y
STAIR | STAIR | SML | SMELL | EXPWT | EXPECTED WEAR AND TEAR | NOF | NO FAULT FOUND | Y
STAIR | STAIR | SML | SMELL | EXPWT | EXPECTED WEAR AND TEAR | OTHER-R | OTHER REMEDY | Y
STAIR | STAIR | SML | SMELL | EXPWT | EXPECTED WEAR AND TEAR | OVH | OVERHAULED/REBUILT/REFURBISHED | Y
STAIR | STAIR | SML | SMELL | EXPWT | EXPECTED WEAR AND TEAR | PAINT | PAINTED | Y
STAIR | STAIR | SML | SMELL | EXPWT | EXPECTED WEAR AND TEAR | PATCH | PATCHED/PAVED | Y
STAIR | STAIR | SML | SMELL | EXPWT | EXPECTED WEAR AND TEAR | PUMP | PUMPED OUT/EMPTIED | Y
STAIR | STAIR | SML | SMELL | EXPWT | EXPECTED WEAR AND TEAR | REFILL | REFILLED | Y
STAIR | STAIR | SML | SMELL | EXPWT | EXPECTED WEAR AND TEAR | REINS | REINSTALLED | Y
STAIR | STAIR | SML | SMELL | EXPWT | EXPECTED WEAR AND TEAR | REMOVE | REMOVED | Y
STAIR | STAIR | SML | SMELL | EXPWT | EXPECTED WEAR AND TEAR | REP | REPAIRED/RESTORED/ADJUSTED | Y
STAIR | STAIR | SML | SMELL | EXPWT | EXPECTED WEAR AND TEAR | RESEAL | RESEALED/REPACKED | Y
STAIR | STAIR | SML | SMELL | EXPWT | EXPECTED WEAR AND TEAR | RESET | RESET/RESTARTED | Y
STAIR | STAIR | SML | SMELL | EXPWT | EXPECTED WEAR AND TEAR | REWIRE | REWIRED | Y
STAIR | STAIR | SML | SMELL | EXPWT | EXPECTED WEAR AND TEAR | RPL | REPLACED | Y
STAIR | STAIR | SML | SMELL | FABGEN | FABRICATION/INSTALLATION RELATED | MOD | MODIFIED | Y
STAIR | STAIR | SML | SMELL | FABGEN | FABRICATION/INSTALLATION RELATED | CLEAN | CLEANED | Y
STAIR | STAIR | SML | SMELL | FABGEN | FABRICATION/INSTALLATION RELATED | CLOSE | SECURED/CLOSED | Y
STAIR | STAIR | SML | SMELL | FABGEN | FABRICATION/INSTALLATION RELATED | CONN | CONNECTED | Y
STAIR | STAIR | SML | SMELL | FABGEN | FABRICATION/INSTALLATION RELATED | DISCONN | DISCONNECTED | Y
STAIR | STAIR | SML | SMELL | FABGEN | FABRICATION/INSTALLATION RELATED | LUB | LUBRICATED | Y
STAIR | STAIR | SML | SMELL | FABGEN | FABRICATION/INSTALLATION RELATED | NOF | NO FAULT FOUND | Y
STAIR | STAIR | SML | SMELL | FABGEN | FABRICATION/INSTALLATION RELATED | OTHER-R | OTHER REMEDY | Y
STAIR | STAIR | SML | SMELL | FABGEN | FABRICATION/INSTALLATION RELATED | OVH | OVERHAULED/REBUILT/REFURBISHED | Y
STAIR | STAIR | SML | SMELL | FABGEN | FABRICATION/INSTALLATION RELATED | PAINT | PAINTED | Y
STAIR | STAIR | SML | SMELL | FABGEN | FABRICATION/INSTALLATION RELATED | PATCH | PATCHED/PAVED | Y
STAIR | STAIR | SML | SMELL | FABGEN | FABRICATION/INSTALLATION RELATED | PUMP | PUMPED OUT/EMPTIED | Y
STAIR | STAIR | SML | SMELL | FABGEN | FABRICATION/INSTALLATION RELATED | REFILL | REFILLED | Y
STAIR | STAIR | SML | SMELL | FABGEN | FABRICATION/INSTALLATION RELATED | REINS | REINSTALLED | Y
STAIR | STAIR | SML | SMELL | FABGEN | FABRICATION/INSTALLATION RELATED | REMOVE | REMOVED | Y
STAIR | STAIR | SML | SMELL | FABGEN | FABRICATION/INSTALLATION RELATED | REP | REPAIRED/RESTORED/ADJUSTED | Y
STAIR | STAIR | SML | SMELL | FABGEN | FABRICATION/INSTALLATION RELATED | RESEAL | RESEALED/REPACKED | Y
STAIR | STAIR | SML | SMELL | FABGEN | FABRICATION/INSTALLATION RELATED | RESET | RESET/RESTARTED | Y
STAIR | STAIR | SML | SMELL | FABGEN | FABRICATION/INSTALLATION RELATED | REWIRE | REWIRED | Y
STAIR | STAIR | SML | SMELL | FABGEN | FABRICATION/INSTALLATION RELATED | RPL | REPLACED | Y
STAIR | STAIR | SML | SMELL | IMPMAT | IMPROPER MATERIAL | MOD | MODIFIED | Y
STAIR | STAIR | SML | SMELL | IMPMAT | IMPROPER MATERIAL | CLEAN | CLEANED | Y
STAIR | STAIR | SML | SMELL | IMPMAT | IMPROPER MATERIAL | CLOSE | SECURED/CLOSED | Y
STAIR | STAIR | SML | SMELL | IMPMAT | IMPROPER MATERIAL | CONN | CONNECTED | Y
STAIR | STAIR | SML | SMELL | IMPMAT | IMPROPER MATERIAL | DISCONN | DISCONNECTED | Y
STAIR | STAIR | SML | SMELL | IMPMAT | IMPROPER MATERIAL | LUB | LUBRICATED | Y
STAIR | STAIR | SML | SMELL | IMPMAT | IMPROPER MATERIAL | NOF | NO FAULT FOUND | Y
STAIR | STAIR | SML | SMELL | IMPMAT | IMPROPER MATERIAL | OTHER-R | OTHER REMEDY | Y
STAIR | STAIR | SML | SMELL | IMPMAT | IMPROPER MATERIAL | OVH | OVERHAULED/REBUILT/REFURBISHED | Y
STAIR | STAIR | SML | SMELL | IMPMAT | IMPROPER MATERIAL | PAINT | PAINTED | Y
STAIR | STAIR | SML | SMELL | IMPMAT | IMPROPER MATERIAL | PATCH | PATCHED/PAVED | Y
STAIR | STAIR | SML | SMELL | IMPMAT | IMPROPER MATERIAL | PUMP | PUMPED OUT/EMPTIED | Y
STAIR | STAIR | SML | SMELL | IMPMAT | IMPROPER MATERIAL | REFILL | REFILLED | Y
STAIR | STAIR | SML | SMELL | IMPMAT | IMPROPER MATERIAL | REINS | REINSTALLED | Y
STAIR | STAIR | SML | SMELL | IMPMAT | IMPROPER MATERIAL | REMOVE | REMOVED | Y
STAIR | STAIR | SML | SMELL | IMPMAT | IMPROPER MATERIAL | REP | REPAIRED/RESTORED/ADJUSTED | Y
STAIR | STAIR | SML | SMELL | IMPMAT | IMPROPER MATERIAL | RESEAL | RESEALED/REPACKED | Y
STAIR | STAIR | SML | SMELL | IMPMAT | IMPROPER MATERIAL | RESET | RESET/RESTARTED | Y
STAIR | STAIR | SML | SMELL | IMPMAT | IMPROPER MATERIAL | REWIRE | REWIRED | Y
STAIR | STAIR | SML | SMELL | IMPMAT | IMPROPER MATERIAL | RPL | REPLACED | Y
STAIR | STAIR | SML | SMELL | LEAK | LEAK | MOD | MODIFIED | Y
STAIR | STAIR | SML | SMELL | LEAK | LEAK | CLEAN | CLEANED | Y
STAIR | STAIR | SML | SMELL | LEAK | LEAK | CLOSE | SECURED/CLOSED | Y
STAIR | STAIR | SML | SMELL | LEAK | LEAK | CONN | CONNECTED | Y
STAIR | STAIR | SML | SMELL | LEAK | LEAK | DISCONN | DISCONNECTED | Y
STAIR | STAIR | SML | SMELL | LEAK | LEAK | LUB | LUBRICATED | Y
STAIR | STAIR | SML | SMELL | LEAK | LEAK | NOF | NO FAULT FOUND | Y
STAIR | STAIR | SML | SMELL | LEAK | LEAK | OTHER-R | OTHER REMEDY | Y
STAIR | STAIR | SML | SMELL | LEAK | LEAK | OVH | OVERHAULED/REBUILT/REFURBISHED | Y
STAIR | STAIR | SML | SMELL | LEAK | LEAK | PAINT | PAINTED | Y
STAIR | STAIR | SML | SMELL | LEAK | LEAK | PATCH | PATCHED/PAVED | Y
STAIR | STAIR | SML | SMELL | LEAK | LEAK | PUMP | PUMPED OUT/EMPTIED | Y
STAIR | STAIR | SML | SMELL | LEAK | LEAK | REFILL | REFILLED | Y
STAIR | STAIR | SML | SMELL | LEAK | LEAK | REINS | REINSTALLED | Y
STAIR | STAIR | SML | SMELL | LEAK | LEAK | REMOVE | REMOVED | Y
STAIR | STAIR | SML | SMELL | LEAK | LEAK | REP | REPAIRED/RESTORED/ADJUSTED | Y
STAIR | STAIR | SML | SMELL | LEAK | LEAK | RESEAL | RESEALED/REPACKED | Y
STAIR | STAIR | SML | SMELL | LEAK | LEAK | RESET | RESET/RESTARTED | Y
STAIR | STAIR | SML | SMELL | LEAK | LEAK | REWIRE | REWIRED | Y
STAIR | STAIR | SML | SMELL | LEAK | LEAK | RPL | REPLACED | Y
STAIR | STAIR | SML | SMELL | LOOSE | LOOSE/MISALIGNED | MOD | MODIFIED | Y
STAIR | STAIR | SML | SMELL | LOOSE | LOOSE/MISALIGNED | CLEAN | CLEANED | Y
STAIR | STAIR | SML | SMELL | LOOSE | LOOSE/MISALIGNED | CLOSE | SECURED/CLOSED | Y
STAIR | STAIR | SML | SMELL | LOOSE | LOOSE/MISALIGNED | CONN | CONNECTED | Y
STAIR | STAIR | SML | SMELL | LOOSE | LOOSE/MISALIGNED | DISCONN | DISCONNECTED | Y
STAIR | STAIR | SML | SMELL | LOOSE | LOOSE/MISALIGNED | LUB | LUBRICATED | Y
STAIR | STAIR | SML | SMELL | LOOSE | LOOSE/MISALIGNED | NOF | NO FAULT FOUND | Y
STAIR | STAIR | SML | SMELL | LOOSE | LOOSE/MISALIGNED | OTHER-R | OTHER REMEDY | Y
STAIR | STAIR | SML | SMELL | LOOSE | LOOSE/MISALIGNED | OVH | OVERHAULED/REBUILT/REFURBISHED | Y
STAIR | STAIR | SML | SMELL | LOOSE | LOOSE/MISALIGNED | PAINT | PAINTED | Y
STAIR | STAIR | SML | SMELL | LOOSE | LOOSE/MISALIGNED | PATCH | PATCHED/PAVED | Y
STAIR | STAIR | SML | SMELL | LOOSE | LOOSE/MISALIGNED | PUMP | PUMPED OUT/EMPTIED | Y
STAIR | STAIR | SML | SMELL | LOOSE | LOOSE/MISALIGNED | REFILL | REFILLED | Y
STAIR | STAIR | SML | SMELL | LOOSE | LOOSE/MISALIGNED | REINS | REINSTALLED | Y
STAIR | STAIR | SML | SMELL | LOOSE | LOOSE/MISALIGNED | REMOVE | REMOVED | Y
STAIR | STAIR | SML | SMELL | LOOSE | LOOSE/MISALIGNED | REP | REPAIRED/RESTORED/ADJUSTED | Y
STAIR | STAIR | SML | SMELL | LOOSE | LOOSE/MISALIGNED | RESEAL | RESEALED/REPACKED | Y
STAIR | STAIR | SML | SMELL | LOOSE | LOOSE/MISALIGNED | RESET | RESET/RESTARTED | Y
STAIR | STAIR | SML | SMELL | LOOSE | LOOSE/MISALIGNED | REWIRE | REWIRED | Y
STAIR | STAIR | SML | SMELL | LOOSE | LOOSE/MISALIGNED | RPL | REPLACED | Y
STAIR | STAIR | SML | SMELL | NOCAUSE | NO CAUSE FOUND | MOD | MODIFIED | Y
STAIR | STAIR | SML | SMELL | NOCAUSE | NO CAUSE FOUND | CLEAN | CLEANED | Y
STAIR | STAIR | SML | SMELL | NOCAUSE | NO CAUSE FOUND | CLOSE | SECURED/CLOSED | Y
STAIR | STAIR | SML | SMELL | NOCAUSE | NO CAUSE FOUND | CONN | CONNECTED | Y
STAIR | STAIR | SML | SMELL | NOCAUSE | NO CAUSE FOUND | DISCONN | DISCONNECTED | Y
STAIR | STAIR | SML | SMELL | NOCAUSE | NO CAUSE FOUND | LUB | LUBRICATED | Y
STAIR | STAIR | SML | SMELL | NOCAUSE | NO CAUSE FOUND | NOF | NO FAULT FOUND | Y
STAIR | STAIR | SML | SMELL | NOCAUSE | NO CAUSE FOUND | OTHER-R | OTHER REMEDY | Y
STAIR | STAIR | SML | SMELL | NOCAUSE | NO CAUSE FOUND | OVH | OVERHAULED/REBUILT/REFURBISHED | Y
STAIR | STAIR | SML | SMELL | NOCAUSE | NO CAUSE FOUND | PAINT | PAINTED | Y
STAIR | STAIR | SML | SMELL | NOCAUSE | NO CAUSE FOUND | PATCH | PATCHED/PAVED | Y
STAIR | STAIR | SML | SMELL | NOCAUSE | NO CAUSE FOUND | PUMP | PUMPED OUT/EMPTIED | Y
STAIR | STAIR | SML | SMELL | NOCAUSE | NO CAUSE FOUND | REFILL | REFILLED | Y
STAIR | STAIR | SML | SMELL | NOCAUSE | NO CAUSE FOUND | REINS | REINSTALLED | Y
STAIR | STAIR | SML | SMELL | NOCAUSE | NO CAUSE FOUND | REMOVE | REMOVED | Y
STAIR | STAIR | SML | SMELL | NOCAUSE | NO CAUSE FOUND | REP | REPAIRED/RESTORED/ADJUSTED | Y
STAIR | STAIR | SML | SMELL | NOCAUSE | NO CAUSE FOUND | RESEAL | RESEALED/REPACKED | Y
STAIR | STAIR | SML | SMELL | NOCAUSE | NO CAUSE FOUND | RESET | RESET/RESTARTED | Y
STAIR | STAIR | SML | SMELL | NOCAUSE | NO CAUSE FOUND | REWIRE | REWIRED | Y
STAIR | STAIR | SML | SMELL | NOCAUSE | NO CAUSE FOUND | RPL | REPLACED | Y
STAIR | STAIR | SML | SMELL | OBSTR | JAMMED/OBSTRUCTED | MOD | MODIFIED | Y
STAIR | STAIR | SML | SMELL | OBSTR | JAMMED/OBSTRUCTED | CLEAN | CLEANED | Y
STAIR | STAIR | SML | SMELL | OBSTR | JAMMED/OBSTRUCTED | CLOSE | SECURED/CLOSED | Y
STAIR | STAIR | SML | SMELL | OBSTR | JAMMED/OBSTRUCTED | CONN | CONNECTED | Y
STAIR | STAIR | SML | SMELL | OBSTR | JAMMED/OBSTRUCTED | DISCONN | DISCONNECTED | Y
STAIR | STAIR | SML | SMELL | OBSTR | JAMMED/OBSTRUCTED | LUB | LUBRICATED | Y
STAIR | STAIR | SML | SMELL | OBSTR | JAMMED/OBSTRUCTED | NOF | NO FAULT FOUND | Y
STAIR | STAIR | SML | SMELL | OBSTR | JAMMED/OBSTRUCTED | OTHER-R | OTHER REMEDY | Y
STAIR | STAIR | SML | SMELL | OBSTR | JAMMED/OBSTRUCTED | OVH | OVERHAULED/REBUILT/REFURBISHED | Y
STAIR | STAIR | SML | SMELL | OBSTR | JAMMED/OBSTRUCTED | PAINT | PAINTED | Y
STAIR | STAIR | SML | SMELL | OBSTR | JAMMED/OBSTRUCTED | PATCH | PATCHED/PAVED | Y
STAIR | STAIR | SML | SMELL | OBSTR | JAMMED/OBSTRUCTED | PUMP | PUMPED OUT/EMPTIED | Y
STAIR | STAIR | SML | SMELL | OBSTR | JAMMED/OBSTRUCTED | REFILL | REFILLED | Y
STAIR | STAIR | SML | SMELL | OBSTR | JAMMED/OBSTRUCTED | REINS | REINSTALLED | Y
STAIR | STAIR | SML | SMELL | OBSTR | JAMMED/OBSTRUCTED | REMOVE | REMOVED | Y
STAIR | STAIR | SML | SMELL | OBSTR | JAMMED/OBSTRUCTED | REP | REPAIRED/RESTORED/ADJUSTED | Y
STAIR | STAIR | SML | SMELL | OBSTR | JAMMED/OBSTRUCTED | RESEAL | RESEALED/REPACKED | Y
STAIR | STAIR | SML | SMELL | OBSTR | JAMMED/OBSTRUCTED | RESET | RESET/RESTARTED | Y
STAIR | STAIR | SML | SMELL | OBSTR | JAMMED/OBSTRUCTED | REWIRE | REWIRED | Y
STAIR | STAIR | SML | SMELL | OBSTR | JAMMED/OBSTRUCTED | RPL | REPLACED | Y
STAIR | STAIR | SML | SMELL | OPSERRMTCERR | OPERATIONS/MAINTENANCE RELATED | MOD | MODIFIED | Y
STAIR | STAIR | SML | SMELL | OPSERRMTCERR | OPERATIONS/MAINTENANCE RELATED | CLEAN | CLEANED | Y
STAIR | STAIR | SML | SMELL | OPSERRMTCERR | OPERATIONS/MAINTENANCE RELATED | CLOSE | SECURED/CLOSED | Y
STAIR | STAIR | SML | SMELL | OPSERRMTCERR | OPERATIONS/MAINTENANCE RELATED | CONN | CONNECTED | Y
STAIR | STAIR | SML | SMELL | OPSERRMTCERR | OPERATIONS/MAINTENANCE RELATED | DISCONN | DISCONNECTED | Y
STAIR | STAIR | SML | SMELL | OPSERRMTCERR | OPERATIONS/MAINTENANCE RELATED | LUB | LUBRICATED | Y
STAIR | STAIR | SML | SMELL | OPSERRMTCERR | OPERATIONS/MAINTENANCE RELATED | NOF | NO FAULT FOUND | Y
STAIR | STAIR | SML | SMELL | OPSERRMTCERR | OPERATIONS/MAINTENANCE RELATED | OTHER-R | OTHER REMEDY | Y
STAIR | STAIR | SML | SMELL | OPSERRMTCERR | OPERATIONS/MAINTENANCE RELATED | OVH | OVERHAULED/REBUILT/REFURBISHED | Y
STAIR | STAIR | SML | SMELL | OPSERRMTCERR | OPERATIONS/MAINTENANCE RELATED | PAINT | PAINTED | Y
STAIR | STAIR | SML | SMELL | OPSERRMTCERR | OPERATIONS/MAINTENANCE RELATED | PATCH | PATCHED/PAVED | Y
STAIR | STAIR | SML | SMELL | OPSERRMTCERR | OPERATIONS/MAINTENANCE RELATED | PUMP | PUMPED OUT/EMPTIED | Y
STAIR | STAIR | SML | SMELL | OPSERRMTCERR | OPERATIONS/MAINTENANCE RELATED | REFILL | REFILLED | Y
STAIR | STAIR | SML | SMELL | OPSERRMTCERR | OPERATIONS/MAINTENANCE RELATED | REINS | REINSTALLED | Y
STAIR | STAIR | SML | SMELL | OPSERRMTCERR | OPERATIONS/MAINTENANCE RELATED | REMOVE | REMOVED | Y
STAIR | STAIR | SML | SMELL | OPSERRMTCERR | OPERATIONS/MAINTENANCE RELATED | REP | REPAIRED/RESTORED/ADJUSTED | Y
STAIR | STAIR | SML | SMELL | OPSERRMTCERR | OPERATIONS/MAINTENANCE RELATED | RESEAL | RESEALED/REPACKED | Y
STAIR | STAIR | SML | SMELL | OPSERRMTCERR | OPERATIONS/MAINTENANCE RELATED | RESET | RESET/RESTARTED | Y
STAIR | STAIR | SML | SMELL | OPSERRMTCERR | OPERATIONS/MAINTENANCE RELATED | REWIRE | REWIRED | Y
STAIR | STAIR | SML | SMELL | OPSERRMTCERR | OPERATIONS/MAINTENANCE RELATED | RPL | REPLACED | Y
STAIR | STAIR | SML | SMELL | OTHER-C | OTHER CAUSE | MOD | MODIFIED | Y
STAIR | STAIR | SML | SMELL | OTHER-C | OTHER CAUSE | CLEAN | CLEANED | Y
STAIR | STAIR | SML | SMELL | OTHER-C | OTHER CAUSE | CLOSE | SECURED/CLOSED | Y
STAIR | STAIR | SML | SMELL | OTHER-C | OTHER CAUSE | CONN | CONNECTED | Y
STAIR | STAIR | SML | SMELL | OTHER-C | OTHER CAUSE | DISCONN | DISCONNECTED | Y
STAIR | STAIR | SML | SMELL | OTHER-C | OTHER CAUSE | LUB | LUBRICATED | Y
STAIR | STAIR | SML | SMELL | OTHER-C | OTHER CAUSE | NOF | NO FAULT FOUND | Y
STAIR | STAIR | SML | SMELL | OTHER-C | OTHER CAUSE | OTHER-R | OTHER REMEDY | Y
STAIR | STAIR | SML | SMELL | OTHER-C | OTHER CAUSE | OVH | OVERHAULED/REBUILT/REFURBISHED | Y
STAIR | STAIR | SML | SMELL | OTHER-C | OTHER CAUSE | PAINT | PAINTED | Y
STAIR | STAIR | SML | SMELL | OTHER-C | OTHER CAUSE | PATCH | PATCHED/PAVED | Y
STAIR | STAIR | SML | SMELL | OTHER-C | OTHER CAUSE | PUMP | PUMPED OUT/EMPTIED | Y
STAIR | STAIR | SML | SMELL | OTHER-C | OTHER CAUSE | REFILL | REFILLED | Y
STAIR | STAIR | SML | SMELL | OTHER-C | OTHER CAUSE | REINS | REINSTALLED | Y
STAIR | STAIR | SML | SMELL | OTHER-C | OTHER CAUSE | REMOVE | REMOVED | Y
STAIR | STAIR | SML | SMELL | OTHER-C | OTHER CAUSE | REP | REPAIRED/RESTORED/ADJUSTED | Y
STAIR | STAIR | SML | SMELL | OTHER-C | OTHER CAUSE | RESEAL | RESEALED/REPACKED | Y
STAIR | STAIR | SML | SMELL | OTHER-C | OTHER CAUSE | RESET | RESET/RESTARTED | Y
STAIR | STAIR | SML | SMELL | OTHER-C | OTHER CAUSE | REWIRE | REWIRED | Y
STAIR | STAIR | SML | SMELL | OTHER-C | OTHER CAUSE | RPL | REPLACED | Y
STAIR | STAIR | SML | SMELL | POWERSUP | POWER SUPPLY | MOD | MODIFIED | Y
STAIR | STAIR | SML | SMELL | POWERSUP | POWER SUPPLY | CLEAN | CLEANED | Y
STAIR | STAIR | SML | SMELL | POWERSUP | POWER SUPPLY | CLOSE | SECURED/CLOSED | Y
STAIR | STAIR | SML | SMELL | POWERSUP | POWER SUPPLY | CONN | CONNECTED | Y
STAIR | STAIR | SML | SMELL | POWERSUP | POWER SUPPLY | DISCONN | DISCONNECTED | Y
STAIR | STAIR | SML | SMELL | POWERSUP | POWER SUPPLY | LUB | LUBRICATED | Y
STAIR | STAIR | SML | SMELL | POWERSUP | POWER SUPPLY | NOF | NO FAULT FOUND | Y
STAIR | STAIR | SML | SMELL | POWERSUP | POWER SUPPLY | OTHER-R | OTHER REMEDY | Y
STAIR | STAIR | SML | SMELL | POWERSUP | POWER SUPPLY | OVH | OVERHAULED/REBUILT/REFURBISHED | Y
STAIR | STAIR | SML | SMELL | POWERSUP | POWER SUPPLY | PAINT | PAINTED | Y
STAIR | STAIR | SML | SMELL | POWERSUP | POWER SUPPLY | PATCH | PATCHED/PAVED | Y
STAIR | STAIR | SML | SMELL | POWERSUP | POWER SUPPLY | PUMP | PUMPED OUT/EMPTIED | Y
STAIR | STAIR | SML | SMELL | POWERSUP | POWER SUPPLY | REFILL | REFILLED | Y
STAIR | STAIR | SML | SMELL | POWERSUP | POWER SUPPLY | REINS | REINSTALLED | Y
STAIR | STAIR | SML | SMELL | POWERSUP | POWER SUPPLY | REMOVE | REMOVED | Y
STAIR | STAIR | SML | SMELL | POWERSUP | POWER SUPPLY | REP | REPAIRED/RESTORED/ADJUSTED | Y
STAIR | STAIR | SML | SMELL | POWERSUP | POWER SUPPLY | RESEAL | RESEALED/REPACKED | Y
STAIR | STAIR | SML | SMELL | POWERSUP | POWER SUPPLY | RESET | RESET/RESTARTED | Y
STAIR | STAIR | SML | SMELL | POWERSUP | POWER SUPPLY | REWIRE | REWIRED | Y
STAIR | STAIR | SML | SMELL | POWERSUP | POWER SUPPLY | RPL | REPLACED | Y
STAIR | STAIR | SML | SMELL | SENSOR | FAULTY SENSOR | MOD | MODIFIED | Y
STAIR | STAIR | SML | SMELL | SENSOR | FAULTY SENSOR | CLEAN | CLEANED | Y
STAIR | STAIR | SML | SMELL | SENSOR | FAULTY SENSOR | CLOSE | SECURED/CLOSED | Y
STAIR | STAIR | SML | SMELL | SENSOR | FAULTY SENSOR | CONN | CONNECTED | Y
STAIR | STAIR | SML | SMELL | SENSOR | FAULTY SENSOR | DISCONN | DISCONNECTED | Y
STAIR | STAIR | SML | SMELL | SENSOR | FAULTY SENSOR | LUB | LUBRICATED | Y
STAIR | STAIR | SML | SMELL | SENSOR | FAULTY SENSOR | NOF | NO FAULT FOUND | Y
STAIR | STAIR | SML | SMELL | SENSOR | FAULTY SENSOR | OTHER-R | OTHER REMEDY | Y
STAIR | STAIR | SML | SMELL | SENSOR | FAULTY SENSOR | OVH | OVERHAULED/REBUILT/REFURBISHED | Y
STAIR | STAIR | SML | SMELL | SENSOR | FAULTY SENSOR | PAINT | PAINTED | Y
STAIR | STAIR | SML | SMELL | SENSOR | FAULTY SENSOR | PATCH | PATCHED/PAVED | Y
STAIR | STAIR | SML | SMELL | SENSOR | FAULTY SENSOR | PUMP | PUMPED OUT/EMPTIED | Y
STAIR | STAIR | SML | SMELL | SENSOR | FAULTY SENSOR | REFILL | REFILLED | Y
STAIR | STAIR | SML | SMELL | SENSOR | FAULTY SENSOR | REINS | REINSTALLED | Y
STAIR | STAIR | SML | SMELL | SENSOR | FAULTY SENSOR | REMOVE | REMOVED | Y
STAIR | STAIR | SML | SMELL | SENSOR | FAULTY SENSOR | REP | REPAIRED/RESTORED/ADJUSTED | Y
STAIR | STAIR | SML | SMELL | SENSOR | FAULTY SENSOR | RESEAL | RESEALED/REPACKED | Y
STAIR | STAIR | SML | SMELL | SENSOR | FAULTY SENSOR | RESET | RESET/RESTARTED | Y
STAIR | STAIR | SML | SMELL | SENSOR | FAULTY SENSOR | REWIRE | REWIRED | Y
STAIR | STAIR | SML | SMELL | SENSOR | FAULTY SENSOR | RPL | REPLACED | Y
STAIR | STAIR | TEMP | TEMP-CTRL | BREAKTRP | BREAKER TRIP | MOD | MODIFIED | Y
STAIR | STAIR | TEMP | TEMP-CTRL | BREAKTRP | BREAKER TRIP | CLEAN | CLEANED | Y
STAIR | STAIR | TEMP | TEMP-CTRL | BREAKTRP | BREAKER TRIP | CLOSE | SECURED/CLOSED | Y
STAIR | STAIR | TEMP | TEMP-CTRL | BREAKTRP | BREAKER TRIP | CONN | CONNECTED | Y
STAIR | STAIR | TEMP | TEMP-CTRL | BREAKTRP | BREAKER TRIP | DISCONN | DISCONNECTED | Y
STAIR | STAIR | TEMP | TEMP-CTRL | BREAKTRP | BREAKER TRIP | LUB | LUBRICATED | Y
STAIR | STAIR | TEMP | TEMP-CTRL | BREAKTRP | BREAKER TRIP | NOF | NO FAULT FOUND | Y
STAIR | STAIR | TEMP | TEMP-CTRL | BREAKTRP | BREAKER TRIP | OTHER-R | OTHER REMEDY | Y
STAIR | STAIR | TEMP | TEMP-CTRL | BREAKTRP | BREAKER TRIP | OVH | OVERHAULED/REBUILT/REFURBISHED | Y
STAIR | STAIR | TEMP | TEMP-CTRL | BREAKTRP | BREAKER TRIP | PAINT | PAINTED | Y
STAIR | STAIR | TEMP | TEMP-CTRL | BREAKTRP | BREAKER TRIP | PATCH | PATCHED/PAVED | Y
STAIR | STAIR | TEMP | TEMP-CTRL | BREAKTRP | BREAKER TRIP | PUMP | PUMPED OUT/EMPTIED | Y
STAIR | STAIR | TEMP | TEMP-CTRL | BREAKTRP | BREAKER TRIP | REFILL | REFILLED | Y
STAIR | STAIR | TEMP | TEMP-CTRL | BREAKTRP | BREAKER TRIP | REINS | REINSTALLED | Y
STAIR | STAIR | TEMP | TEMP-CTRL | BREAKTRP | BREAKER TRIP | REMOVE | REMOVED | Y
STAIR | STAIR | TEMP | TEMP-CTRL | BREAKTRP | BREAKER TRIP | REP | REPAIRED/RESTORED/ADJUSTED | Y
STAIR | STAIR | TEMP | TEMP-CTRL | BREAKTRP | BREAKER TRIP | RESEAL | RESEALED/REPACKED | Y
STAIR | STAIR | TEMP | TEMP-CTRL | BREAKTRP | BREAKER TRIP | RESET | RESET/RESTARTED | Y
STAIR | STAIR | TEMP | TEMP-CTRL | BREAKTRP | BREAKER TRIP | REWIRE | REWIRED | Y
STAIR | STAIR | TEMP | TEMP-CTRL | BREAKTRP | BREAKER TRIP | RPL | REPLACED | Y
STAIR | STAIR | TEMP | TEMP-CTRL | CORROSION | RUST/CORROSION | MOD | MODIFIED | N
STAIR | STAIR | TEMP | TEMP-CTRL | CORROSION | RUST/CORROSION | CLEAN | CLEANED | N
STAIR | STAIR | TEMP | TEMP-CTRL | CORROSION | RUST/CORROSION | CLOSE | SECURED/CLOSED | N
STAIR | STAIR | TEMP | TEMP-CTRL | CORROSION | RUST/CORROSION | CONN | CONNECTED | Y
STAIR | STAIR | TEMP | TEMP-CTRL | CORROSION | RUST/CORROSION | DISCONN | DISCONNECTED | Y
STAIR | STAIR | TEMP | TEMP-CTRL | CORROSION | RUST/CORROSION | LUB | LUBRICATED | Y
STAIR | STAIR | TEMP | TEMP-CTRL | CORROSION | RUST/CORROSION | NOF | NO FAULT FOUND | N
STAIR | STAIR | TEMP | TEMP-CTRL | CORROSION | RUST/CORROSION | OTHER-R | OTHER REMEDY | N
STAIR | STAIR | TEMP | TEMP-CTRL | CORROSION | RUST/CORROSION | OVH | OVERHAULED/REBUILT/REFURBISHED | N
STAIR | STAIR | TEMP | TEMP-CTRL | CORROSION | RUST/CORROSION | PAINT | PAINTED | N
STAIR | STAIR | TEMP | TEMP-CTRL | CORROSION | RUST/CORROSION | PATCH | PATCHED/PAVED | Y
STAIR | STAIR | TEMP | TEMP-CTRL | CORROSION | RUST/CORROSION | PUMP | PUMPED OUT/EMPTIED | Y
STAIR | STAIR | TEMP | TEMP-CTRL | CORROSION | RUST/CORROSION | REFILL | REFILLED | N
STAIR | STAIR | TEMP | TEMP-CTRL | CORROSION | RUST/CORROSION | REINS | REINSTALLED | Y
STAIR | STAIR | TEMP | TEMP-CTRL | CORROSION | RUST/CORROSION | REMOVE | REMOVED | N
STAIR | STAIR | TEMP | TEMP-CTRL | CORROSION | RUST/CORROSION | REP | REPAIRED/RESTORED/ADJUSTED | N
STAIR | STAIR | TEMP | TEMP-CTRL | CORROSION | RUST/CORROSION | RESEAL | RESEALED/REPACKED | Y
STAIR | STAIR | TEMP | TEMP-CTRL | CORROSION | RUST/CORROSION | RESET | RESET/RESTARTED | Y
STAIR | STAIR | TEMP | TEMP-CTRL | CORROSION | RUST/CORROSION | REWIRE | REWIRED | Y
STAIR | STAIR | TEMP | TEMP-CTRL | CORROSION | RUST/CORROSION | RPL | REPLACED | N
STAIR | STAIR | TEMP | TEMP-CTRL | DAMAGE | DAMAGED/BROKEN | MOD | MODIFIED | N
STAIR | STAIR | TEMP | TEMP-CTRL | DAMAGE | DAMAGED/BROKEN | CLEAN | CLEANED | N
STAIR | STAIR | TEMP | TEMP-CTRL | DAMAGE | DAMAGED/BROKEN | CLOSE | SECURED/CLOSED | N
STAIR | STAIR | TEMP | TEMP-CTRL | DAMAGE | DAMAGED/BROKEN | CONN | CONNECTED | Y
STAIR | STAIR | TEMP | TEMP-CTRL | DAMAGE | DAMAGED/BROKEN | DISCONN | DISCONNECTED | Y
STAIR | STAIR | TEMP | TEMP-CTRL | DAMAGE | DAMAGED/BROKEN | LUB | LUBRICATED | Y
STAIR | STAIR | TEMP | TEMP-CTRL | DAMAGE | DAMAGED/BROKEN | NOF | NO FAULT FOUND | N
STAIR | STAIR | TEMP | TEMP-CTRL | DAMAGE | DAMAGED/BROKEN | OTHER-R | OTHER REMEDY | N
STAIR | STAIR | TEMP | TEMP-CTRL | DAMAGE | DAMAGED/BROKEN | OVH | OVERHAULED/REBUILT/REFURBISHED | N
STAIR | STAIR | TEMP | TEMP-CTRL | DAMAGE | DAMAGED/BROKEN | PAINT | PAINTED | N
STAIR | STAIR | TEMP | TEMP-CTRL | DAMAGE | DAMAGED/BROKEN | PATCH | PATCHED/PAVED | Y
STAIR | STAIR | TEMP | TEMP-CTRL | DAMAGE | DAMAGED/BROKEN | PUMP | PUMPED OUT/EMPTIED | Y
STAIR | STAIR | TEMP | TEMP-CTRL | DAMAGE | DAMAGED/BROKEN | REFILL | REFILLED | N
STAIR | STAIR | TEMP | TEMP-CTRL | DAMAGE | DAMAGED/BROKEN | REINS | REINSTALLED | Y
STAIR | STAIR | TEMP | TEMP-CTRL | DAMAGE | DAMAGED/BROKEN | REMOVE | REMOVED | N
STAIR | STAIR | TEMP | TEMP-CTRL | DAMAGE | DAMAGED/BROKEN | REP | REPAIRED/RESTORED/ADJUSTED | N
STAIR | STAIR | TEMP | TEMP-CTRL | DAMAGE | DAMAGED/BROKEN | RESEAL | RESEALED/REPACKED | Y
STAIR | STAIR | TEMP | TEMP-CTRL | DAMAGE | DAMAGED/BROKEN | RESET | RESET/RESTARTED | Y
STAIR | STAIR | TEMP | TEMP-CTRL | DAMAGE | DAMAGED/BROKEN | REWIRE | REWIRED | Y
STAIR | STAIR | TEMP | TEMP-CTRL | DAMAGE | DAMAGED/BROKEN | RPL | REPLACED | N
STAIR | STAIR | TEMP | TEMP-CTRL | DESGEN | DESIGN RELATED | MOD | MODIFIED | N
STAIR | STAIR | TEMP | TEMP-CTRL | DESGEN | DESIGN RELATED | CLEAN | CLEANED | N
STAIR | STAIR | TEMP | TEMP-CTRL | DESGEN | DESIGN RELATED | CLOSE | SECURED/CLOSED | N
STAIR | STAIR | TEMP | TEMP-CTRL | DESGEN | DESIGN RELATED | CONN | CONNECTED | Y
STAIR | STAIR | TEMP | TEMP-CTRL | DESGEN | DESIGN RELATED | DISCONN | DISCONNECTED | Y
STAIR | STAIR | TEMP | TEMP-CTRL | DESGEN | DESIGN RELATED | LUB | LUBRICATED | Y
STAIR | STAIR | TEMP | TEMP-CTRL | DESGEN | DESIGN RELATED | NOF | NO FAULT FOUND | N
STAIR | STAIR | TEMP | TEMP-CTRL | DESGEN | DESIGN RELATED | OTHER-R | OTHER REMEDY | N
STAIR | STAIR | TEMP | TEMP-CTRL | DESGEN | DESIGN RELATED | OVH | OVERHAULED/REBUILT/REFURBISHED | N
STAIR | STAIR | TEMP | TEMP-CTRL | DESGEN | DESIGN RELATED | PAINT | PAINTED | N
STAIR | STAIR | TEMP | TEMP-CTRL | DESGEN | DESIGN RELATED | PATCH | PATCHED/PAVED | Y
STAIR | STAIR | TEMP | TEMP-CTRL | DESGEN | DESIGN RELATED | PUMP | PUMPED OUT/EMPTIED | Y
STAIR | STAIR | TEMP | TEMP-CTRL | DESGEN | DESIGN RELATED | REFILL | REFILLED | N
STAIR | STAIR | TEMP | TEMP-CTRL | DESGEN | DESIGN RELATED | REINS | REINSTALLED | Y
STAIR | STAIR | TEMP | TEMP-CTRL | DESGEN | DESIGN RELATED | REMOVE | REMOVED | N
STAIR | STAIR | TEMP | TEMP-CTRL | DESGEN | DESIGN RELATED | REP | REPAIRED/RESTORED/ADJUSTED | N
STAIR | STAIR | TEMP | TEMP-CTRL | DESGEN | DESIGN RELATED | RESEAL | RESEALED/REPACKED | Y
STAIR | STAIR | TEMP | TEMP-CTRL | DESGEN | DESIGN RELATED | RESET | RESET/RESTARTED | Y
STAIR | STAIR | TEMP | TEMP-CTRL | DESGEN | DESIGN RELATED | REWIRE | REWIRED | Y
STAIR | STAIR | TEMP | TEMP-CTRL | DESGEN | DESIGN RELATED | RPL | REPLACED | N
STAIR | STAIR | TEMP | TEMP-CTRL | DIRTY | DIRTY | MOD | MODIFIED | N
STAIR | STAIR | TEMP | TEMP-CTRL | DIRTY | DIRTY | CLEAN | CLEANED | N
STAIR | STAIR | TEMP | TEMP-CTRL | DIRTY | DIRTY | CLOSE | SECURED/CLOSED | N
STAIR | STAIR | TEMP | TEMP-CTRL | DIRTY | DIRTY | CONN | CONNECTED | Y
STAIR | STAIR | TEMP | TEMP-CTRL | DIRTY | DIRTY | DISCONN | DISCONNECTED | Y
STAIR | STAIR | TEMP | TEMP-CTRL | DIRTY | DIRTY | LUB | LUBRICATED | Y
STAIR | STAIR | TEMP | TEMP-CTRL | DIRTY | DIRTY | NOF | NO FAULT FOUND | N
STAIR | STAIR | TEMP | TEMP-CTRL | DIRTY | DIRTY | OTHER-R | OTHER REMEDY | N
STAIR | STAIR | TEMP | TEMP-CTRL | DIRTY | DIRTY | OVH | OVERHAULED/REBUILT/REFURBISHED | N
STAIR | STAIR | TEMP | TEMP-CTRL | DIRTY | DIRTY | PAINT | PAINTED | N
STAIR | STAIR | TEMP | TEMP-CTRL | DIRTY | DIRTY | PATCH | PATCHED/PAVED | Y
STAIR | STAIR | TEMP | TEMP-CTRL | DIRTY | DIRTY | PUMP | PUMPED OUT/EMPTIED | Y
STAIR | STAIR | TEMP | TEMP-CTRL | DIRTY | DIRTY | REFILL | REFILLED | N
STAIR | STAIR | TEMP | TEMP-CTRL | DIRTY | DIRTY | REINS | REINSTALLED | Y
STAIR | STAIR | TEMP | TEMP-CTRL | DIRTY | DIRTY | REMOVE | REMOVED | N
STAIR | STAIR | TEMP | TEMP-CTRL | DIRTY | DIRTY | REP | REPAIRED/RESTORED/ADJUSTED | N
STAIR | STAIR | TEMP | TEMP-CTRL | DIRTY | DIRTY | RESEAL | RESEALED/REPACKED | Y
STAIR | STAIR | TEMP | TEMP-CTRL | DIRTY | DIRTY | RESET | RESET/RESTARTED | Y
STAIR | STAIR | TEMP | TEMP-CTRL | DIRTY | DIRTY | REWIRE | REWIRED | Y
STAIR | STAIR | TEMP | TEMP-CTRL | DIRTY | DIRTY | RPL | REPLACED | N
STAIR | STAIR | TEMP | TEMP-CTRL | EXPWT | EXPECTED WEAR AND TEAR | MOD | MODIFIED | N
STAIR | STAIR | TEMP | TEMP-CTRL | EXPWT | EXPECTED WEAR AND TEAR | CLEAN | CLEANED | N
STAIR | STAIR | TEMP | TEMP-CTRL | EXPWT | EXPECTED WEAR AND TEAR | CLOSE | SECURED/CLOSED | N
STAIR | STAIR | TEMP | TEMP-CTRL | EXPWT | EXPECTED WEAR AND TEAR | CONN | CONNECTED | Y
STAIR | STAIR | TEMP | TEMP-CTRL | EXPWT | EXPECTED WEAR AND TEAR | DISCONN | DISCONNECTED | Y
STAIR | STAIR | TEMP | TEMP-CTRL | EXPWT | EXPECTED WEAR AND TEAR | LUB | LUBRICATED | Y
STAIR | STAIR | TEMP | TEMP-CTRL | EXPWT | EXPECTED WEAR AND TEAR | NOF | NO FAULT FOUND | N
STAIR | STAIR | TEMP | TEMP-CTRL | EXPWT | EXPECTED WEAR AND TEAR | OTHER-R | OTHER REMEDY | N
STAIR | STAIR | TEMP | TEMP-CTRL | EXPWT | EXPECTED WEAR AND TEAR | OVH | OVERHAULED/REBUILT/REFURBISHED | N
STAIR | STAIR | TEMP | TEMP-CTRL | EXPWT | EXPECTED WEAR AND TEAR | PAINT | PAINTED | N
STAIR | STAIR | TEMP | TEMP-CTRL | EXPWT | EXPECTED WEAR AND TEAR | PATCH | PATCHED/PAVED | Y
STAIR | STAIR | TEMP | TEMP-CTRL | EXPWT | EXPECTED WEAR AND TEAR | PUMP | PUMPED OUT/EMPTIED | Y
STAIR | STAIR | TEMP | TEMP-CTRL | EXPWT | EXPECTED WEAR AND TEAR | REFILL | REFILLED | N
STAIR | STAIR | TEMP | TEMP-CTRL | EXPWT | EXPECTED WEAR AND TEAR | REINS | REINSTALLED | Y
STAIR | STAIR | TEMP | TEMP-CTRL | EXPWT | EXPECTED WEAR AND TEAR | REMOVE | REMOVED | N
STAIR | STAIR | TEMP | TEMP-CTRL | EXPWT | EXPECTED WEAR AND TEAR | REP | REPAIRED/RESTORED/ADJUSTED | N
STAIR | STAIR | TEMP | TEMP-CTRL | EXPWT | EXPECTED WEAR AND TEAR | RESEAL | RESEALED/REPACKED | Y
STAIR | STAIR | TEMP | TEMP-CTRL | EXPWT | EXPECTED WEAR AND TEAR | RESET | RESET/RESTARTED | Y
STAIR | STAIR | TEMP | TEMP-CTRL | EXPWT | EXPECTED WEAR AND TEAR | REWIRE | REWIRED | Y
STAIR | STAIR | TEMP | TEMP-CTRL | EXPWT | EXPECTED WEAR AND TEAR | RPL | REPLACED | N
STAIR | STAIR | TEMP | TEMP-CTRL | FABGEN | FABRICATION/INSTALLATION RELATED | MOD | MODIFIED | N
STAIR | STAIR | TEMP | TEMP-CTRL | FABGEN | FABRICATION/INSTALLATION RELATED | CLEAN | CLEANED | N
STAIR | STAIR | TEMP | TEMP-CTRL | FABGEN | FABRICATION/INSTALLATION RELATED | CLOSE | SECURED/CLOSED | N
STAIR | STAIR | TEMP | TEMP-CTRL | FABGEN | FABRICATION/INSTALLATION RELATED | CONN | CONNECTED | Y
STAIR | STAIR | TEMP | TEMP-CTRL | FABGEN | FABRICATION/INSTALLATION RELATED | DISCONN | DISCONNECTED | Y
STAIR | STAIR | TEMP | TEMP-CTRL | FABGEN | FABRICATION/INSTALLATION RELATED | LUB | LUBRICATED | Y
STAIR | STAIR | TEMP | TEMP-CTRL | FABGEN | FABRICATION/INSTALLATION RELATED | NOF | NO FAULT FOUND | N
STAIR | STAIR | TEMP | TEMP-CTRL | FABGEN | FABRICATION/INSTALLATION RELATED | OTHER-R | OTHER REMEDY | N
STAIR | STAIR | TEMP | TEMP-CTRL | FABGEN | FABRICATION/INSTALLATION RELATED | OVH | OVERHAULED/REBUILT/REFURBISHED | N
STAIR | STAIR | TEMP | TEMP-CTRL | FABGEN | FABRICATION/INSTALLATION RELATED | PAINT | PAINTED | N
STAIR | STAIR | TEMP | TEMP-CTRL | FABGEN | FABRICATION/INSTALLATION RELATED | PATCH | PATCHED/PAVED | Y
STAIR | STAIR | TEMP | TEMP-CTRL | FABGEN | FABRICATION/INSTALLATION RELATED | PUMP | PUMPED OUT/EMPTIED | Y
STAIR | STAIR | TEMP | TEMP-CTRL | FABGEN | FABRICATION/INSTALLATION RELATED | REFILL | REFILLED | N
STAIR | STAIR | TEMP | TEMP-CTRL | FABGEN | FABRICATION/INSTALLATION RELATED | REINS | REINSTALLED | Y
STAIR | STAIR | TEMP | TEMP-CTRL | FABGEN | FABRICATION/INSTALLATION RELATED | REMOVE | REMOVED | N
STAIR | STAIR | TEMP | TEMP-CTRL | FABGEN | FABRICATION/INSTALLATION RELATED | REP | REPAIRED/RESTORED/ADJUSTED | N
STAIR | STAIR | TEMP | TEMP-CTRL | FABGEN | FABRICATION/INSTALLATION RELATED | RESEAL | RESEALED/REPACKED | Y
STAIR | STAIR | TEMP | TEMP-CTRL | FABGEN | FABRICATION/INSTALLATION RELATED | RESET | RESET/RESTARTED | Y
STAIR | STAIR | TEMP | TEMP-CTRL | FABGEN | FABRICATION/INSTALLATION RELATED | REWIRE | REWIRED | Y
STAIR | STAIR | TEMP | TEMP-CTRL | FABGEN | FABRICATION/INSTALLATION RELATED | RPL | REPLACED | N
STAIR | STAIR | TEMP | TEMP-CTRL | IMPMAT | IMPROPER MATERIAL | MOD | MODIFIED | Y
STAIR | STAIR | TEMP | TEMP-CTRL | IMPMAT | IMPROPER MATERIAL | CLEAN | CLEANED | Y
STAIR | STAIR | TEMP | TEMP-CTRL | IMPMAT | IMPROPER MATERIAL | CLOSE | SECURED/CLOSED | Y
STAIR | STAIR | TEMP | TEMP-CTRL | IMPMAT | IMPROPER MATERIAL | CONN | CONNECTED | Y
STAIR | STAIR | TEMP | TEMP-CTRL | IMPMAT | IMPROPER MATERIAL | DISCONN | DISCONNECTED | Y
STAIR | STAIR | TEMP | TEMP-CTRL | IMPMAT | IMPROPER MATERIAL | LUB | LUBRICATED | Y
STAIR | STAIR | TEMP | TEMP-CTRL | IMPMAT | IMPROPER MATERIAL | NOF | NO FAULT FOUND | Y
STAIR | STAIR | TEMP | TEMP-CTRL | IMPMAT | IMPROPER MATERIAL | OTHER-R | OTHER REMEDY | Y
STAIR | STAIR | TEMP | TEMP-CTRL | IMPMAT | IMPROPER MATERIAL | OVH | OVERHAULED/REBUILT/REFURBISHED | Y
STAIR | STAIR | TEMP | TEMP-CTRL | IMPMAT | IMPROPER MATERIAL | PAINT | PAINTED | Y
STAIR | STAIR | TEMP | TEMP-CTRL | IMPMAT | IMPROPER MATERIAL | PATCH | PATCHED/PAVED | Y
STAIR | STAIR | TEMP | TEMP-CTRL | IMPMAT | IMPROPER MATERIAL | PUMP | PUMPED OUT/EMPTIED | Y
STAIR | STAIR | TEMP | TEMP-CTRL | IMPMAT | IMPROPER MATERIAL | REFILL | REFILLED | Y
STAIR | STAIR | TEMP | TEMP-CTRL | IMPMAT | IMPROPER MATERIAL | REINS | REINSTALLED | Y
STAIR | STAIR | TEMP | TEMP-CTRL | IMPMAT | IMPROPER MATERIAL | REMOVE | REMOVED | Y
STAIR | STAIR | TEMP | TEMP-CTRL | IMPMAT | IMPROPER MATERIAL | REP | REPAIRED/RESTORED/ADJUSTED | Y
STAIR | STAIR | TEMP | TEMP-CTRL | IMPMAT | IMPROPER MATERIAL | RESEAL | RESEALED/REPACKED | Y
STAIR | STAIR | TEMP | TEMP-CTRL | IMPMAT | IMPROPER MATERIAL | RESET | RESET/RESTARTED | Y
STAIR | STAIR | TEMP | TEMP-CTRL | IMPMAT | IMPROPER MATERIAL | REWIRE | REWIRED | Y
STAIR | STAIR | TEMP | TEMP-CTRL | IMPMAT | IMPROPER MATERIAL | RPL | REPLACED | Y
STAIR | STAIR | TEMP | TEMP-CTRL | LEAK | LEAK | MOD | MODIFIED | Y
STAIR | STAIR | TEMP | TEMP-CTRL | LEAK | LEAK | CLEAN | CLEANED | Y
STAIR | STAIR | TEMP | TEMP-CTRL | LEAK | LEAK | CLOSE | SECURED/CLOSED | Y
STAIR | STAIR | TEMP | TEMP-CTRL | LEAK | LEAK | CONN | CONNECTED | Y
STAIR | STAIR | TEMP | TEMP-CTRL | LEAK | LEAK | DISCONN | DISCONNECTED | Y
STAIR | STAIR | TEMP | TEMP-CTRL | LEAK | LEAK | LUB | LUBRICATED | Y
STAIR | STAIR | TEMP | TEMP-CTRL | LEAK | LEAK | NOF | NO FAULT FOUND | Y
STAIR | STAIR | TEMP | TEMP-CTRL | LEAK | LEAK | OTHER-R | OTHER REMEDY | Y
STAIR | STAIR | TEMP | TEMP-CTRL | LEAK | LEAK | OVH | OVERHAULED/REBUILT/REFURBISHED | Y
STAIR | STAIR | TEMP | TEMP-CTRL | LEAK | LEAK | PAINT | PAINTED | Y
STAIR | STAIR | TEMP | TEMP-CTRL | LEAK | LEAK | PATCH | PATCHED/PAVED | Y
STAIR | STAIR | TEMP | TEMP-CTRL | LEAK | LEAK | PUMP | PUMPED OUT/EMPTIED | Y
STAIR | STAIR | TEMP | TEMP-CTRL | LEAK | LEAK | REFILL | REFILLED | Y
STAIR | STAIR | TEMP | TEMP-CTRL | LEAK | LEAK | REINS | REINSTALLED | Y
STAIR | STAIR | TEMP | TEMP-CTRL | LEAK | LEAK | REMOVE | REMOVED | Y
STAIR | STAIR | TEMP | TEMP-CTRL | LEAK | LEAK | REP | REPAIRED/RESTORED/ADJUSTED | Y
STAIR | STAIR | TEMP | TEMP-CTRL | LEAK | LEAK | RESEAL | RESEALED/REPACKED | Y
STAIR | STAIR | TEMP | TEMP-CTRL | LEAK | LEAK | RESET | RESET/RESTARTED | Y
STAIR | STAIR | TEMP | TEMP-CTRL | LEAK | LEAK | REWIRE | REWIRED | Y
STAIR | STAIR | TEMP | TEMP-CTRL | LEAK | LEAK | RPL | REPLACED | Y
STAIR | STAIR | TEMP | TEMP-CTRL | LOOSE | LOOSE/MISALIGNED | MOD | MODIFIED | N
STAIR | STAIR | TEMP | TEMP-CTRL | LOOSE | LOOSE/MISALIGNED | CLEAN | CLEANED | N
STAIR | STAIR | TEMP | TEMP-CTRL | LOOSE | LOOSE/MISALIGNED | CLOSE | SECURED/CLOSED | N
STAIR | STAIR | TEMP | TEMP-CTRL | LOOSE | LOOSE/MISALIGNED | CONN | CONNECTED | Y
STAIR | STAIR | TEMP | TEMP-CTRL | LOOSE | LOOSE/MISALIGNED | DISCONN | DISCONNECTED | Y
STAIR | STAIR | TEMP | TEMP-CTRL | LOOSE | LOOSE/MISALIGNED | LUB | LUBRICATED | Y
STAIR | STAIR | TEMP | TEMP-CTRL | LOOSE | LOOSE/MISALIGNED | NOF | NO FAULT FOUND | N
STAIR | STAIR | TEMP | TEMP-CTRL | LOOSE | LOOSE/MISALIGNED | OTHER-R | OTHER REMEDY | N
STAIR | STAIR | TEMP | TEMP-CTRL | LOOSE | LOOSE/MISALIGNED | OVH | OVERHAULED/REBUILT/REFURBISHED | N
STAIR | STAIR | TEMP | TEMP-CTRL | LOOSE | LOOSE/MISALIGNED | PAINT | PAINTED | N
STAIR | STAIR | TEMP | TEMP-CTRL | LOOSE | LOOSE/MISALIGNED | PATCH | PATCHED/PAVED | Y
STAIR | STAIR | TEMP | TEMP-CTRL | LOOSE | LOOSE/MISALIGNED | PUMP | PUMPED OUT/EMPTIED | Y
STAIR | STAIR | TEMP | TEMP-CTRL | LOOSE | LOOSE/MISALIGNED | REFILL | REFILLED | N
STAIR | STAIR | TEMP | TEMP-CTRL | LOOSE | LOOSE/MISALIGNED | REINS | REINSTALLED | Y
STAIR | STAIR | TEMP | TEMP-CTRL | LOOSE | LOOSE/MISALIGNED | REMOVE | REMOVED | N
STAIR | STAIR | TEMP | TEMP-CTRL | LOOSE | LOOSE/MISALIGNED | REP | REPAIRED/RESTORED/ADJUSTED | N
STAIR | STAIR | TEMP | TEMP-CTRL | LOOSE | LOOSE/MISALIGNED | RESEAL | RESEALED/REPACKED | Y
STAIR | STAIR | TEMP | TEMP-CTRL | LOOSE | LOOSE/MISALIGNED | RESET | RESET/RESTARTED | Y
STAIR | STAIR | TEMP | TEMP-CTRL | LOOSE | LOOSE/MISALIGNED | REWIRE | REWIRED | Y
STAIR | STAIR | TEMP | TEMP-CTRL | LOOSE | LOOSE/MISALIGNED | RPL | REPLACED | N
STAIR | STAIR | TEMP | TEMP-CTRL | NOCAUSE | NO CAUSE FOUND | MOD | MODIFIED | N
STAIR | STAIR | TEMP | TEMP-CTRL | NOCAUSE | NO CAUSE FOUND | CLEAN | CLEANED | N
STAIR | STAIR | TEMP | TEMP-CTRL | NOCAUSE | NO CAUSE FOUND | CLOSE | SECURED/CLOSED | N
STAIR | STAIR | TEMP | TEMP-CTRL | NOCAUSE | NO CAUSE FOUND | CONN | CONNECTED | Y
STAIR | STAIR | TEMP | TEMP-CTRL | NOCAUSE | NO CAUSE FOUND | DISCONN | DISCONNECTED | Y
STAIR | STAIR | TEMP | TEMP-CTRL | NOCAUSE | NO CAUSE FOUND | LUB | LUBRICATED | Y
STAIR | STAIR | TEMP | TEMP-CTRL | NOCAUSE | NO CAUSE FOUND | NOF | NO FAULT FOUND | N
STAIR | STAIR | TEMP | TEMP-CTRL | NOCAUSE | NO CAUSE FOUND | OTHER-R | OTHER REMEDY | N
STAIR | STAIR | TEMP | TEMP-CTRL | NOCAUSE | NO CAUSE FOUND | OVH | OVERHAULED/REBUILT/REFURBISHED | N
STAIR | STAIR | TEMP | TEMP-CTRL | NOCAUSE | NO CAUSE FOUND | PAINT | PAINTED | N
STAIR | STAIR | TEMP | TEMP-CTRL | NOCAUSE | NO CAUSE FOUND | PATCH | PATCHED/PAVED | Y
STAIR | STAIR | TEMP | TEMP-CTRL | NOCAUSE | NO CAUSE FOUND | PUMP | PUMPED OUT/EMPTIED | Y
STAIR | STAIR | TEMP | TEMP-CTRL | NOCAUSE | NO CAUSE FOUND | REFILL | REFILLED | N
STAIR | STAIR | TEMP | TEMP-CTRL | NOCAUSE | NO CAUSE FOUND | REINS | REINSTALLED | Y
STAIR | STAIR | TEMP | TEMP-CTRL | NOCAUSE | NO CAUSE FOUND | REMOVE | REMOVED | N
STAIR | STAIR | TEMP | TEMP-CTRL | NOCAUSE | NO CAUSE FOUND | REP | REPAIRED/RESTORED/ADJUSTED | N
STAIR | STAIR | TEMP | TEMP-CTRL | NOCAUSE | NO CAUSE FOUND | RESEAL | RESEALED/REPACKED | Y
STAIR | STAIR | TEMP | TEMP-CTRL | NOCAUSE | NO CAUSE FOUND | RESET | RESET/RESTARTED | Y
STAIR | STAIR | TEMP | TEMP-CTRL | NOCAUSE | NO CAUSE FOUND | REWIRE | REWIRED | Y
STAIR | STAIR | TEMP | TEMP-CTRL | NOCAUSE | NO CAUSE FOUND | RPL | REPLACED | N
STAIR | STAIR | TEMP | TEMP-CTRL | OBSTR | JAMMED/OBSTRUCTED | MOD | MODIFIED | N
STAIR | STAIR | TEMP | TEMP-CTRL | OBSTR | JAMMED/OBSTRUCTED | CLEAN | CLEANED | N
STAIR | STAIR | TEMP | TEMP-CTRL | OBSTR | JAMMED/OBSTRUCTED | CLOSE | SECURED/CLOSED | N
STAIR | STAIR | TEMP | TEMP-CTRL | OBSTR | JAMMED/OBSTRUCTED | CONN | CONNECTED | Y
STAIR | STAIR | TEMP | TEMP-CTRL | OBSTR | JAMMED/OBSTRUCTED | DISCONN | DISCONNECTED | Y
STAIR | STAIR | TEMP | TEMP-CTRL | OBSTR | JAMMED/OBSTRUCTED | LUB | LUBRICATED | Y
STAIR | STAIR | TEMP | TEMP-CTRL | OBSTR | JAMMED/OBSTRUCTED | NOF | NO FAULT FOUND | N
STAIR | STAIR | TEMP | TEMP-CTRL | OBSTR | JAMMED/OBSTRUCTED | OTHER-R | OTHER REMEDY | N
STAIR | STAIR | TEMP | TEMP-CTRL | OBSTR | JAMMED/OBSTRUCTED | OVH | OVERHAULED/REBUILT/REFURBISHED | N
STAIR | STAIR | TEMP | TEMP-CTRL | OBSTR | JAMMED/OBSTRUCTED | PAINT | PAINTED | N
STAIR | STAIR | TEMP | TEMP-CTRL | OBSTR | JAMMED/OBSTRUCTED | PATCH | PATCHED/PAVED | Y
STAIR | STAIR | TEMP | TEMP-CTRL | OBSTR | JAMMED/OBSTRUCTED | PUMP | PUMPED OUT/EMPTIED | Y
STAIR | STAIR | TEMP | TEMP-CTRL | OBSTR | JAMMED/OBSTRUCTED | REFILL | REFILLED | N
STAIR | STAIR | TEMP | TEMP-CTRL | OBSTR | JAMMED/OBSTRUCTED | REINS | REINSTALLED | Y
STAIR | STAIR | TEMP | TEMP-CTRL | OBSTR | JAMMED/OBSTRUCTED | REMOVE | REMOVED | N
STAIR | STAIR | TEMP | TEMP-CTRL | OBSTR | JAMMED/OBSTRUCTED | REP | REPAIRED/RESTORED/ADJUSTED | N
STAIR | STAIR | TEMP | TEMP-CTRL | OBSTR | JAMMED/OBSTRUCTED | RESEAL | RESEALED/REPACKED | Y
STAIR | STAIR | TEMP | TEMP-CTRL | OBSTR | JAMMED/OBSTRUCTED | RESET | RESET/RESTARTED | Y
STAIR | STAIR | TEMP | TEMP-CTRL | OBSTR | JAMMED/OBSTRUCTED | REWIRE | REWIRED | Y
STAIR | STAIR | TEMP | TEMP-CTRL | OBSTR | JAMMED/OBSTRUCTED | RPL | REPLACED | N
STAIR | STAIR | TEMP | TEMP-CTRL | OPSERRMTCERR | OPERATIONS/MAINTENANCE RELATED | MOD | MODIFIED | N
STAIR | STAIR | TEMP | TEMP-CTRL | OPSERRMTCERR | OPERATIONS/MAINTENANCE RELATED | CLEAN | CLEANED | N
STAIR | STAIR | TEMP | TEMP-CTRL | OPSERRMTCERR | OPERATIONS/MAINTENANCE RELATED | CLOSE | SECURED/CLOSED | N
STAIR | STAIR | TEMP | TEMP-CTRL | OPSERRMTCERR | OPERATIONS/MAINTENANCE RELATED | CONN | CONNECTED | Y
STAIR | STAIR | TEMP | TEMP-CTRL | OPSERRMTCERR | OPERATIONS/MAINTENANCE RELATED | DISCONN | DISCONNECTED | Y
STAIR | STAIR | TEMP | TEMP-CTRL | OPSERRMTCERR | OPERATIONS/MAINTENANCE RELATED | LUB | LUBRICATED | Y
STAIR | STAIR | TEMP | TEMP-CTRL | OPSERRMTCERR | OPERATIONS/MAINTENANCE RELATED | NOF | NO FAULT FOUND | N
STAIR | STAIR | TEMP | TEMP-CTRL | OPSERRMTCERR | OPERATIONS/MAINTENANCE RELATED | OTHER-R | OTHER REMEDY | N
STAIR | STAIR | TEMP | TEMP-CTRL | OPSERRMTCERR | OPERATIONS/MAINTENANCE RELATED | OVH | OVERHAULED/REBUILT/REFURBISHED | N
STAIR | STAIR | TEMP | TEMP-CTRL | OPSERRMTCERR | OPERATIONS/MAINTENANCE RELATED | PAINT | PAINTED | N
STAIR | STAIR | TEMP | TEMP-CTRL | OPSERRMTCERR | OPERATIONS/MAINTENANCE RELATED | PATCH | PATCHED/PAVED | Y
STAIR | STAIR | TEMP | TEMP-CTRL | OPSERRMTCERR | OPERATIONS/MAINTENANCE RELATED | PUMP | PUMPED OUT/EMPTIED | Y
STAIR | STAIR | TEMP | TEMP-CTRL | OPSERRMTCERR | OPERATIONS/MAINTENANCE RELATED | REFILL | REFILLED | N
STAIR | STAIR | TEMP | TEMP-CTRL | OPSERRMTCERR | OPERATIONS/MAINTENANCE RELATED | REINS | REINSTALLED | Y
STAIR | STAIR | TEMP | TEMP-CTRL | OPSERRMTCERR | OPERATIONS/MAINTENANCE RELATED | REMOVE | REMOVED | N
STAIR | STAIR | TEMP | TEMP-CTRL | OPSERRMTCERR | OPERATIONS/MAINTENANCE RELATED | REP | REPAIRED/RESTORED/ADJUSTED | N
STAIR | STAIR | TEMP | TEMP-CTRL | OPSERRMTCERR | OPERATIONS/MAINTENANCE RELATED | RESEAL | RESEALED/REPACKED | Y
STAIR | STAIR | TEMP | TEMP-CTRL | OPSERRMTCERR | OPERATIONS/MAINTENANCE RELATED | RESET | RESET/RESTARTED | Y
STAIR | STAIR | TEMP | TEMP-CTRL | OPSERRMTCERR | OPERATIONS/MAINTENANCE RELATED | REWIRE | REWIRED | Y
STAIR | STAIR | TEMP | TEMP-CTRL | OPSERRMTCERR | OPERATIONS/MAINTENANCE RELATED | RPL | REPLACED | N
STAIR | STAIR | TEMP | TEMP-CTRL | OTHER-C | OTHER CAUSE | MOD | MODIFIED | N
STAIR | STAIR | TEMP | TEMP-CTRL | OTHER-C | OTHER CAUSE | CLEAN | CLEANED | N
STAIR | STAIR | TEMP | TEMP-CTRL | OTHER-C | OTHER CAUSE | CLOSE | SECURED/CLOSED | N
STAIR | STAIR | TEMP | TEMP-CTRL | OTHER-C | OTHER CAUSE | CONN | CONNECTED | Y
STAIR | STAIR | TEMP | TEMP-CTRL | OTHER-C | OTHER CAUSE | DISCONN | DISCONNECTED | Y
STAIR | STAIR | TEMP | TEMP-CTRL | OTHER-C | OTHER CAUSE | LUB | LUBRICATED | Y
STAIR | STAIR | TEMP | TEMP-CTRL | OTHER-C | OTHER CAUSE | NOF | NO FAULT FOUND | N
STAIR | STAIR | TEMP | TEMP-CTRL | OTHER-C | OTHER CAUSE | OTHER-R | OTHER REMEDY | N
STAIR | STAIR | TEMP | TEMP-CTRL | OTHER-C | OTHER CAUSE | OVH | OVERHAULED/REBUILT/REFURBISHED | N
STAIR | STAIR | TEMP | TEMP-CTRL | OTHER-C | OTHER CAUSE | PAINT | PAINTED | N
STAIR | STAIR | TEMP | TEMP-CTRL | OTHER-C | OTHER CAUSE | PATCH | PATCHED/PAVED | Y
STAIR | STAIR | TEMP | TEMP-CTRL | OTHER-C | OTHER CAUSE | PUMP | PUMPED OUT/EMPTIED | Y
STAIR | STAIR | TEMP | TEMP-CTRL | OTHER-C | OTHER CAUSE | REFILL | REFILLED | N
STAIR | STAIR | TEMP | TEMP-CTRL | OTHER-C | OTHER CAUSE | REINS | REINSTALLED | Y
STAIR | STAIR | TEMP | TEMP-CTRL | OTHER-C | OTHER CAUSE | REMOVE | REMOVED | N
STAIR | STAIR | TEMP | TEMP-CTRL | OTHER-C | OTHER CAUSE | REP | REPAIRED/RESTORED/ADJUSTED | N
STAIR | STAIR | TEMP | TEMP-CTRL | OTHER-C | OTHER CAUSE | RESEAL | RESEALED/REPACKED | Y
STAIR | STAIR | TEMP | TEMP-CTRL | OTHER-C | OTHER CAUSE | RESET | RESET/RESTARTED | Y
STAIR | STAIR | TEMP | TEMP-CTRL | OTHER-C | OTHER CAUSE | REWIRE | REWIRED | Y
STAIR | STAIR | TEMP | TEMP-CTRL | OTHER-C | OTHER CAUSE | RPL | REPLACED | N
STAIR | STAIR | TEMP | TEMP-CTRL | POWERSUP | POWER SUPPLY | MOD | MODIFIED | Y
STAIR | STAIR | TEMP | TEMP-CTRL | POWERSUP | POWER SUPPLY | CLEAN | CLEANED | Y
STAIR | STAIR | TEMP | TEMP-CTRL | POWERSUP | POWER SUPPLY | CLOSE | SECURED/CLOSED | Y
STAIR | STAIR | TEMP | TEMP-CTRL | POWERSUP | POWER SUPPLY | CONN | CONNECTED | Y
STAIR | STAIR | TEMP | TEMP-CTRL | POWERSUP | POWER SUPPLY | DISCONN | DISCONNECTED | Y
STAIR | STAIR | TEMP | TEMP-CTRL | POWERSUP | POWER SUPPLY | LUB | LUBRICATED | Y
STAIR | STAIR | TEMP | TEMP-CTRL | POWERSUP | POWER SUPPLY | NOF | NO FAULT FOUND | Y
STAIR | STAIR | TEMP | TEMP-CTRL | POWERSUP | POWER SUPPLY | OTHER-R | OTHER REMEDY | Y
STAIR | STAIR | TEMP | TEMP-CTRL | POWERSUP | POWER SUPPLY | OVH | OVERHAULED/REBUILT/REFURBISHED | Y
STAIR | STAIR | TEMP | TEMP-CTRL | POWERSUP | POWER SUPPLY | PAINT | PAINTED | Y
STAIR | STAIR | TEMP | TEMP-CTRL | POWERSUP | POWER SUPPLY | PATCH | PATCHED/PAVED | Y
STAIR | STAIR | TEMP | TEMP-CTRL | POWERSUP | POWER SUPPLY | PUMP | PUMPED OUT/EMPTIED | Y
STAIR | STAIR | TEMP | TEMP-CTRL | POWERSUP | POWER SUPPLY | REFILL | REFILLED | Y
STAIR | STAIR | TEMP | TEMP-CTRL | POWERSUP | POWER SUPPLY | REINS | REINSTALLED | Y
STAIR | STAIR | TEMP | TEMP-CTRL | POWERSUP | POWER SUPPLY | REMOVE | REMOVED | Y
STAIR | STAIR | TEMP | TEMP-CTRL | POWERSUP | POWER SUPPLY | REP | REPAIRED/RESTORED/ADJUSTED | Y
STAIR | STAIR | TEMP | TEMP-CTRL | POWERSUP | POWER SUPPLY | RESEAL | RESEALED/REPACKED | Y
STAIR | STAIR | TEMP | TEMP-CTRL | POWERSUP | POWER SUPPLY | RESET | RESET/RESTARTED | Y
STAIR | STAIR | TEMP | TEMP-CTRL | POWERSUP | POWER SUPPLY | REWIRE | REWIRED | Y
STAIR | STAIR | TEMP | TEMP-CTRL | POWERSUP | POWER SUPPLY | RPL | REPLACED | Y
STAIR | STAIR | TEMP | TEMP-CTRL | SENSOR | FAULTY SENSOR | MOD | MODIFIED | Y
STAIR | STAIR | TEMP | TEMP-CTRL | SENSOR | FAULTY SENSOR | CLEAN | CLEANED | Y
STAIR | STAIR | TEMP | TEMP-CTRL | SENSOR | FAULTY SENSOR | CLOSE | SECURED/CLOSED | Y
STAIR | STAIR | TEMP | TEMP-CTRL | SENSOR | FAULTY SENSOR | CONN | CONNECTED | Y
STAIR | STAIR | TEMP | TEMP-CTRL | SENSOR | FAULTY SENSOR | DISCONN | DISCONNECTED | Y
STAIR | STAIR | TEMP | TEMP-CTRL | SENSOR | FAULTY SENSOR | LUB | LUBRICATED | Y
STAIR | STAIR | TEMP | TEMP-CTRL | SENSOR | FAULTY SENSOR | NOF | NO FAULT FOUND | Y
STAIR | STAIR | TEMP | TEMP-CTRL | SENSOR | FAULTY SENSOR | OTHER-R | OTHER REMEDY | Y
STAIR | STAIR | TEMP | TEMP-CTRL | SENSOR | FAULTY SENSOR | OVH | OVERHAULED/REBUILT/REFURBISHED | Y
STAIR | STAIR | TEMP | TEMP-CTRL | SENSOR | FAULTY SENSOR | PAINT | PAINTED | Y
STAIR | STAIR | TEMP | TEMP-CTRL | SENSOR | FAULTY SENSOR | PATCH | PATCHED/PAVED | Y
STAIR | STAIR | TEMP | TEMP-CTRL | SENSOR | FAULTY SENSOR | PUMP | PUMPED OUT/EMPTIED | Y
STAIR | STAIR | TEMP | TEMP-CTRL | SENSOR | FAULTY SENSOR | REFILL | REFILLED | Y
STAIR | STAIR | TEMP | TEMP-CTRL | SENSOR | FAULTY SENSOR | REINS | REINSTALLED | Y
STAIR | STAIR | TEMP | TEMP-CTRL | SENSOR | FAULTY SENSOR | REMOVE | REMOVED | Y
STAIR | STAIR | TEMP | TEMP-CTRL | SENSOR | FAULTY SENSOR | REP | REPAIRED/RESTORED/ADJUSTED | Y
STAIR | STAIR | TEMP | TEMP-CTRL | SENSOR | FAULTY SENSOR | RESEAL | RESEALED/REPACKED | Y
STAIR | STAIR | TEMP | TEMP-CTRL | SENSOR | FAULTY SENSOR | RESET | RESET/RESTARTED | Y
STAIR | STAIR | TEMP | TEMP-CTRL | SENSOR | FAULTY SENSOR | REWIRE | REWIRED | Y
STAIR | STAIR | TEMP | TEMP-CTRL | SENSOR | FAULTY SENSOR | RPL | REPLACED | Y
STAIR | STAIR | VIB | VIBRATION | BREAKTRP | BREAKER TRIP | MOD | MODIFIED | Y
STAIR | STAIR | VIB | VIBRATION | BREAKTRP | BREAKER TRIP | CLEAN | CLEANED | Y
STAIR | STAIR | VIB | VIBRATION | BREAKTRP | BREAKER TRIP | CLOSE | SECURED/CLOSED | Y
STAIR | STAIR | VIB | VIBRATION | BREAKTRP | BREAKER TRIP | CONN | CONNECTED | Y
STAIR | STAIR | VIB | VIBRATION | BREAKTRP | BREAKER TRIP | DISCONN | DISCONNECTED | Y
STAIR | STAIR | VIB | VIBRATION | BREAKTRP | BREAKER TRIP | LUB | LUBRICATED | Y
STAIR | STAIR | VIB | VIBRATION | BREAKTRP | BREAKER TRIP | NOF | NO FAULT FOUND | Y
STAIR | STAIR | VIB | VIBRATION | BREAKTRP | BREAKER TRIP | OTHER-R | OTHER REMEDY | Y
STAIR | STAIR | VIB | VIBRATION | BREAKTRP | BREAKER TRIP | OVH | OVERHAULED/REBUILT/REFURBISHED | Y
STAIR | STAIR | VIB | VIBRATION | BREAKTRP | BREAKER TRIP | PAINT | PAINTED | Y
STAIR | STAIR | VIB | VIBRATION | BREAKTRP | BREAKER TRIP | PATCH | PATCHED/PAVED | Y
STAIR | STAIR | VIB | VIBRATION | BREAKTRP | BREAKER TRIP | PUMP | PUMPED OUT/EMPTIED | Y
STAIR | STAIR | VIB | VIBRATION | BREAKTRP | BREAKER TRIP | REFILL | REFILLED | Y
STAIR | STAIR | VIB | VIBRATION | BREAKTRP | BREAKER TRIP | REINS | REINSTALLED | Y
STAIR | STAIR | VIB | VIBRATION | BREAKTRP | BREAKER TRIP | REMOVE | REMOVED | Y
STAIR | STAIR | VIB | VIBRATION | BREAKTRP | BREAKER TRIP | REP | REPAIRED/RESTORED/ADJUSTED | Y
STAIR | STAIR | VIB | VIBRATION | BREAKTRP | BREAKER TRIP | RESEAL | RESEALED/REPACKED | Y
STAIR | STAIR | VIB | VIBRATION | BREAKTRP | BREAKER TRIP | RESET | RESET/RESTARTED | Y
STAIR | STAIR | VIB | VIBRATION | BREAKTRP | BREAKER TRIP | REWIRE | REWIRED | Y
STAIR | STAIR | VIB | VIBRATION | BREAKTRP | BREAKER TRIP | RPL | REPLACED | Y
STAIR | STAIR | VIB | VIBRATION | CORROSION | RUST/CORROSION | MOD | MODIFIED | N
STAIR | STAIR | VIB | VIBRATION | CORROSION | RUST/CORROSION | CLEAN | CLEANED | N
STAIR | STAIR | VIB | VIBRATION | CORROSION | RUST/CORROSION | CLOSE | SECURED/CLOSED | N
STAIR | STAIR | VIB | VIBRATION | CORROSION | RUST/CORROSION | CONN | CONNECTED | Y
STAIR | STAIR | VIB | VIBRATION | CORROSION | RUST/CORROSION | DISCONN | DISCONNECTED | Y
STAIR | STAIR | VIB | VIBRATION | CORROSION | RUST/CORROSION | LUB | LUBRICATED | Y
STAIR | STAIR | VIB | VIBRATION | CORROSION | RUST/CORROSION | NOF | NO FAULT FOUND | N
STAIR | STAIR | VIB | VIBRATION | CORROSION | RUST/CORROSION | OTHER-R | OTHER REMEDY | N
STAIR | STAIR | VIB | VIBRATION | CORROSION | RUST/CORROSION | OVH | OVERHAULED/REBUILT/REFURBISHED | N
STAIR | STAIR | VIB | VIBRATION | CORROSION | RUST/CORROSION | PAINT | PAINTED | N
STAIR | STAIR | VIB | VIBRATION | CORROSION | RUST/CORROSION | PATCH | PATCHED/PAVED | Y
STAIR | STAIR | VIB | VIBRATION | CORROSION | RUST/CORROSION | PUMP | PUMPED OUT/EMPTIED | Y
STAIR | STAIR | VIB | VIBRATION | CORROSION | RUST/CORROSION | REFILL | REFILLED | N
STAIR | STAIR | VIB | VIBRATION | CORROSION | RUST/CORROSION | REINS | REINSTALLED | Y
STAIR | STAIR | VIB | VIBRATION | CORROSION | RUST/CORROSION | REMOVE | REMOVED | N
STAIR | STAIR | VIB | VIBRATION | CORROSION | RUST/CORROSION | REP | REPAIRED/RESTORED/ADJUSTED | N
STAIR | STAIR | VIB | VIBRATION | CORROSION | RUST/CORROSION | RESEAL | RESEALED/REPACKED | Y
STAIR | STAIR | VIB | VIBRATION | CORROSION | RUST/CORROSION | RESET | RESET/RESTARTED | Y
STAIR | STAIR | VIB | VIBRATION | CORROSION | RUST/CORROSION | REWIRE | REWIRED | Y
STAIR | STAIR | VIB | VIBRATION | CORROSION | RUST/CORROSION | RPL | REPLACED | N
STAIR | STAIR | VIB | VIBRATION | DAMAGE | DAMAGED/BROKEN | MOD | MODIFIED | N
STAIR | STAIR | VIB | VIBRATION | DAMAGE | DAMAGED/BROKEN | CLEAN | CLEANED | N
STAIR | STAIR | VIB | VIBRATION | DAMAGE | DAMAGED/BROKEN | CLOSE | SECURED/CLOSED | N
STAIR | STAIR | VIB | VIBRATION | DAMAGE | DAMAGED/BROKEN | CONN | CONNECTED | Y
STAIR | STAIR | VIB | VIBRATION | DAMAGE | DAMAGED/BROKEN | DISCONN | DISCONNECTED | Y
STAIR | STAIR | VIB | VIBRATION | DAMAGE | DAMAGED/BROKEN | LUB | LUBRICATED | Y
STAIR | STAIR | VIB | VIBRATION | DAMAGE | DAMAGED/BROKEN | NOF | NO FAULT FOUND | N
STAIR | STAIR | VIB | VIBRATION | DAMAGE | DAMAGED/BROKEN | OTHER-R | OTHER REMEDY | N
STAIR | STAIR | VIB | VIBRATION | DAMAGE | DAMAGED/BROKEN | OVH | OVERHAULED/REBUILT/REFURBISHED | N
STAIR | STAIR | VIB | VIBRATION | DAMAGE | DAMAGED/BROKEN | PAINT | PAINTED | N
STAIR | STAIR | VIB | VIBRATION | DAMAGE | DAMAGED/BROKEN | PATCH | PATCHED/PAVED | Y
STAIR | STAIR | VIB | VIBRATION | DAMAGE | DAMAGED/BROKEN | PUMP | PUMPED OUT/EMPTIED | Y
STAIR | STAIR | VIB | VIBRATION | DAMAGE | DAMAGED/BROKEN | REFILL | REFILLED | N
STAIR | STAIR | VIB | VIBRATION | DAMAGE | DAMAGED/BROKEN | REINS | REINSTALLED | Y
STAIR | STAIR | VIB | VIBRATION | DAMAGE | DAMAGED/BROKEN | REMOVE | REMOVED | N
STAIR | STAIR | VIB | VIBRATION | DAMAGE | DAMAGED/BROKEN | REP | REPAIRED/RESTORED/ADJUSTED | N
STAIR | STAIR | VIB | VIBRATION | DAMAGE | DAMAGED/BROKEN | RESEAL | RESEALED/REPACKED | Y
STAIR | STAIR | VIB | VIBRATION | DAMAGE | DAMAGED/BROKEN | RESET | RESET/RESTARTED | Y
STAIR | STAIR | VIB | VIBRATION | DAMAGE | DAMAGED/BROKEN | REWIRE | REWIRED | Y
STAIR | STAIR | VIB | VIBRATION | DAMAGE | DAMAGED/BROKEN | RPL | REPLACED | N
STAIR | STAIR | VIB | VIBRATION | DESGEN | DESIGN RELATED | MOD | MODIFIED | N
STAIR | STAIR | VIB | VIBRATION | DESGEN | DESIGN RELATED | CLEAN | CLEANED | N
STAIR | STAIR | VIB | VIBRATION | DESGEN | DESIGN RELATED | CLOSE | SECURED/CLOSED | N
STAIR | STAIR | VIB | VIBRATION | DESGEN | DESIGN RELATED | CONN | CONNECTED | Y
STAIR | STAIR | VIB | VIBRATION | DESGEN | DESIGN RELATED | DISCONN | DISCONNECTED | Y
STAIR | STAIR | VIB | VIBRATION | DESGEN | DESIGN RELATED | LUB | LUBRICATED | Y
STAIR | STAIR | VIB | VIBRATION | DESGEN | DESIGN RELATED | NOF | NO FAULT FOUND | N
STAIR | STAIR | VIB | VIBRATION | DESGEN | DESIGN RELATED | OTHER-R | OTHER REMEDY | N
STAIR | STAIR | VIB | VIBRATION | DESGEN | DESIGN RELATED | OVH | OVERHAULED/REBUILT/REFURBISHED | N
STAIR | STAIR | VIB | VIBRATION | DESGEN | DESIGN RELATED | PAINT | PAINTED | N
STAIR | STAIR | VIB | VIBRATION | DESGEN | DESIGN RELATED | PATCH | PATCHED/PAVED | Y
STAIR | STAIR | VIB | VIBRATION | DESGEN | DESIGN RELATED | PUMP | PUMPED OUT/EMPTIED | Y
STAIR | STAIR | VIB | VIBRATION | DESGEN | DESIGN RELATED | REFILL | REFILLED | N
STAIR | STAIR | VIB | VIBRATION | DESGEN | DESIGN RELATED | REINS | REINSTALLED | Y
STAIR | STAIR | VIB | VIBRATION | DESGEN | DESIGN RELATED | REMOVE | REMOVED | N
STAIR | STAIR | VIB | VIBRATION | DESGEN | DESIGN RELATED | REP | REPAIRED/RESTORED/ADJUSTED | N
STAIR | STAIR | VIB | VIBRATION | DESGEN | DESIGN RELATED | RESEAL | RESEALED/REPACKED | Y
STAIR | STAIR | VIB | VIBRATION | DESGEN | DESIGN RELATED | RESET | RESET/RESTARTED | Y
STAIR | STAIR | VIB | VIBRATION | DESGEN | DESIGN RELATED | REWIRE | REWIRED | Y
STAIR | STAIR | VIB | VIBRATION | DESGEN | DESIGN RELATED | RPL | REPLACED | N
STAIR | STAIR | VIB | VIBRATION | DIRTY | DIRTY | MOD | MODIFIED | N
STAIR | STAIR | VIB | VIBRATION | DIRTY | DIRTY | CLEAN | CLEANED | N
STAIR | STAIR | VIB | VIBRATION | DIRTY | DIRTY | CLOSE | SECURED/CLOSED | N
STAIR | STAIR | VIB | VIBRATION | DIRTY | DIRTY | CONN | CONNECTED | Y
STAIR | STAIR | VIB | VIBRATION | DIRTY | DIRTY | DISCONN | DISCONNECTED | Y
STAIR | STAIR | VIB | VIBRATION | DIRTY | DIRTY | LUB | LUBRICATED | Y
STAIR | STAIR | VIB | VIBRATION | DIRTY | DIRTY | NOF | NO FAULT FOUND | N
STAIR | STAIR | VIB | VIBRATION | DIRTY | DIRTY | OTHER-R | OTHER REMEDY | N
STAIR | STAIR | VIB | VIBRATION | DIRTY | DIRTY | OVH | OVERHAULED/REBUILT/REFURBISHED | N
STAIR | STAIR | VIB | VIBRATION | DIRTY | DIRTY | PAINT | PAINTED | N
STAIR | STAIR | VIB | VIBRATION | DIRTY | DIRTY | PATCH | PATCHED/PAVED | Y
STAIR | STAIR | VIB | VIBRATION | DIRTY | DIRTY | PUMP | PUMPED OUT/EMPTIED | Y
STAIR | STAIR | VIB | VIBRATION | DIRTY | DIRTY | REFILL | REFILLED | N
STAIR | STAIR | VIB | VIBRATION | DIRTY | DIRTY | REINS | REINSTALLED | Y
STAIR | STAIR | VIB | VIBRATION | DIRTY | DIRTY | REMOVE | REMOVED | N
STAIR | STAIR | VIB | VIBRATION | DIRTY | DIRTY | REP | REPAIRED/RESTORED/ADJUSTED | N
STAIR | STAIR | VIB | VIBRATION | DIRTY | DIRTY | RESEAL | RESEALED/REPACKED | Y
STAIR | STAIR | VIB | VIBRATION | DIRTY | DIRTY | RESET | RESET/RESTARTED | Y
STAIR | STAIR | VIB | VIBRATION | DIRTY | DIRTY | REWIRE | REWIRED | Y
STAIR | STAIR | VIB | VIBRATION | DIRTY | DIRTY | RPL | REPLACED | N
STAIR | STAIR | VIB | VIBRATION | EXPWT | EXPECTED WEAR AND TEAR | MOD | MODIFIED | N
STAIR | STAIR | VIB | VIBRATION | EXPWT | EXPECTED WEAR AND TEAR | CLEAN | CLEANED | N
STAIR | STAIR | VIB | VIBRATION | EXPWT | EXPECTED WEAR AND TEAR | CLOSE | SECURED/CLOSED | N
STAIR | STAIR | VIB | VIBRATION | EXPWT | EXPECTED WEAR AND TEAR | CONN | CONNECTED | Y
STAIR | STAIR | VIB | VIBRATION | EXPWT | EXPECTED WEAR AND TEAR | DISCONN | DISCONNECTED | Y
STAIR | STAIR | VIB | VIBRATION | EXPWT | EXPECTED WEAR AND TEAR | LUB | LUBRICATED | Y
STAIR | STAIR | VIB | VIBRATION | EXPWT | EXPECTED WEAR AND TEAR | NOF | NO FAULT FOUND | N
STAIR | STAIR | VIB | VIBRATION | EXPWT | EXPECTED WEAR AND TEAR | OTHER-R | OTHER REMEDY | N
STAIR | STAIR | VIB | VIBRATION | EXPWT | EXPECTED WEAR AND TEAR | OVH | OVERHAULED/REBUILT/REFURBISHED | N
STAIR | STAIR | VIB | VIBRATION | EXPWT | EXPECTED WEAR AND TEAR | PAINT | PAINTED | N
STAIR | STAIR | VIB | VIBRATION | EXPWT | EXPECTED WEAR AND TEAR | PATCH | PATCHED/PAVED | Y
STAIR | STAIR | VIB | VIBRATION | EXPWT | EXPECTED WEAR AND TEAR | PUMP | PUMPED OUT/EMPTIED | Y
STAIR | STAIR | VIB | VIBRATION | EXPWT | EXPECTED WEAR AND TEAR | REFILL | REFILLED | N
STAIR | STAIR | VIB | VIBRATION | EXPWT | EXPECTED WEAR AND TEAR | REINS | REINSTALLED | Y
STAIR | STAIR | VIB | VIBRATION | EXPWT | EXPECTED WEAR AND TEAR | REMOVE | REMOVED | N
STAIR | STAIR | VIB | VIBRATION | EXPWT | EXPECTED WEAR AND TEAR | REP | REPAIRED/RESTORED/ADJUSTED | N
STAIR | STAIR | VIB | VIBRATION | EXPWT | EXPECTED WEAR AND TEAR | RESEAL | RESEALED/REPACKED | Y
STAIR | STAIR | VIB | VIBRATION | EXPWT | EXPECTED WEAR AND TEAR | RESET | RESET/RESTARTED | Y
STAIR | STAIR | VIB | VIBRATION | EXPWT | EXPECTED WEAR AND TEAR | REWIRE | REWIRED | Y
STAIR | STAIR | VIB | VIBRATION | EXPWT | EXPECTED WEAR AND TEAR | RPL | REPLACED | N
STAIR | STAIR | VIB | VIBRATION | FABGEN | FABRICATION/INSTALLATION RELATED | MOD | MODIFIED | N
STAIR | STAIR | VIB | VIBRATION | FABGEN | FABRICATION/INSTALLATION RELATED | CLEAN | CLEANED | N
STAIR | STAIR | VIB | VIBRATION | FABGEN | FABRICATION/INSTALLATION RELATED | CLOSE | SECURED/CLOSED | N
STAIR | STAIR | VIB | VIBRATION | FABGEN | FABRICATION/INSTALLATION RELATED | CONN | CONNECTED | Y
STAIR | STAIR | VIB | VIBRATION | FABGEN | FABRICATION/INSTALLATION RELATED | DISCONN | DISCONNECTED | Y
STAIR | STAIR | VIB | VIBRATION | FABGEN | FABRICATION/INSTALLATION RELATED | LUB | LUBRICATED | Y
STAIR | STAIR | VIB | VIBRATION | FABGEN | FABRICATION/INSTALLATION RELATED | NOF | NO FAULT FOUND | N
STAIR | STAIR | VIB | VIBRATION | FABGEN | FABRICATION/INSTALLATION RELATED | OTHER-R | OTHER REMEDY | N
STAIR | STAIR | VIB | VIBRATION | FABGEN | FABRICATION/INSTALLATION RELATED | OVH | OVERHAULED/REBUILT/REFURBISHED | N
STAIR | STAIR | VIB | VIBRATION | FABGEN | FABRICATION/INSTALLATION RELATED | PAINT | PAINTED | N
STAIR | STAIR | VIB | VIBRATION | FABGEN | FABRICATION/INSTALLATION RELATED | PATCH | PATCHED/PAVED | Y
STAIR | STAIR | VIB | VIBRATION | FABGEN | FABRICATION/INSTALLATION RELATED | PUMP | PUMPED OUT/EMPTIED | Y
STAIR | STAIR | VIB | VIBRATION | FABGEN | FABRICATION/INSTALLATION RELATED | REFILL | REFILLED | N
STAIR | STAIR | VIB | VIBRATION | FABGEN | FABRICATION/INSTALLATION RELATED | REINS | REINSTALLED | Y
STAIR | STAIR | VIB | VIBRATION | FABGEN | FABRICATION/INSTALLATION RELATED | REMOVE | REMOVED | N
STAIR | STAIR | VIB | VIBRATION | FABGEN | FABRICATION/INSTALLATION RELATED | REP | REPAIRED/RESTORED/ADJUSTED | N
STAIR | STAIR | VIB | VIBRATION | FABGEN | FABRICATION/INSTALLATION RELATED | RESEAL | RESEALED/REPACKED | Y
STAIR | STAIR | VIB | VIBRATION | FABGEN | FABRICATION/INSTALLATION RELATED | RESET | RESET/RESTARTED | Y
STAIR | STAIR | VIB | VIBRATION | FABGEN | FABRICATION/INSTALLATION RELATED | REWIRE | REWIRED | Y
STAIR | STAIR | VIB | VIBRATION | FABGEN | FABRICATION/INSTALLATION RELATED | RPL | REPLACED | N
STAIR | STAIR | VIB | VIBRATION | IMPMAT | IMPROPER MATERIAL | MOD | MODIFIED | Y
STAIR | STAIR | VIB | VIBRATION | IMPMAT | IMPROPER MATERIAL | CLEAN | CLEANED | Y
STAIR | STAIR | VIB | VIBRATION | IMPMAT | IMPROPER MATERIAL | CLOSE | SECURED/CLOSED | Y
STAIR | STAIR | VIB | VIBRATION | IMPMAT | IMPROPER MATERIAL | CONN | CONNECTED | Y
STAIR | STAIR | VIB | VIBRATION | IMPMAT | IMPROPER MATERIAL | DISCONN | DISCONNECTED | Y
STAIR | STAIR | VIB | VIBRATION | IMPMAT | IMPROPER MATERIAL | LUB | LUBRICATED | Y
STAIR | STAIR | VIB | VIBRATION | IMPMAT | IMPROPER MATERIAL | NOF | NO FAULT FOUND | Y
STAIR | STAIR | VIB | VIBRATION | IMPMAT | IMPROPER MATERIAL | OTHER-R | OTHER REMEDY | Y
STAIR | STAIR | VIB | VIBRATION | IMPMAT | IMPROPER MATERIAL | OVH | OVERHAULED/REBUILT/REFURBISHED | Y
STAIR | STAIR | VIB | VIBRATION | IMPMAT | IMPROPER MATERIAL | PAINT | PAINTED | Y
STAIR | STAIR | VIB | VIBRATION | IMPMAT | IMPROPER MATERIAL | PATCH | PATCHED/PAVED | Y
STAIR | STAIR | VIB | VIBRATION | IMPMAT | IMPROPER MATERIAL | PUMP | PUMPED OUT/EMPTIED | Y
STAIR | STAIR | VIB | VIBRATION | IMPMAT | IMPROPER MATERIAL | REFILL | REFILLED | Y
STAIR | STAIR | VIB | VIBRATION | IMPMAT | IMPROPER MATERIAL | REINS | REINSTALLED | Y
STAIR | STAIR | VIB | VIBRATION | IMPMAT | IMPROPER MATERIAL | REMOVE | REMOVED | Y
STAIR | STAIR | VIB | VIBRATION | IMPMAT | IMPROPER MATERIAL | REP | REPAIRED/RESTORED/ADJUSTED | Y
STAIR | STAIR | VIB | VIBRATION | IMPMAT | IMPROPER MATERIAL | RESEAL | RESEALED/REPACKED | Y
STAIR | STAIR | VIB | VIBRATION | IMPMAT | IMPROPER MATERIAL | RESET | RESET/RESTARTED | Y
STAIR | STAIR | VIB | VIBRATION | IMPMAT | IMPROPER MATERIAL | REWIRE | REWIRED | Y
STAIR | STAIR | VIB | VIBRATION | IMPMAT | IMPROPER MATERIAL | RPL | REPLACED | Y
STAIR | STAIR | VIB | VIBRATION | LEAK | LEAK | MOD | MODIFIED | Y
STAIR | STAIR | VIB | VIBRATION | LEAK | LEAK | CLEAN | CLEANED | Y
STAIR | STAIR | VIB | VIBRATION | LEAK | LEAK | CLOSE | SECURED/CLOSED | Y
STAIR | STAIR | VIB | VIBRATION | LEAK | LEAK | CONN | CONNECTED | Y
STAIR | STAIR | VIB | VIBRATION | LEAK | LEAK | DISCONN | DISCONNECTED | Y
STAIR | STAIR | VIB | VIBRATION | LEAK | LEAK | LUB | LUBRICATED | Y
STAIR | STAIR | VIB | VIBRATION | LEAK | LEAK | NOF | NO FAULT FOUND | Y
STAIR | STAIR | VIB | VIBRATION | LEAK | LEAK | OTHER-R | OTHER REMEDY | Y
STAIR | STAIR | VIB | VIBRATION | LEAK | LEAK | OVH | OVERHAULED/REBUILT/REFURBISHED | Y
STAIR | STAIR | VIB | VIBRATION | LEAK | LEAK | PAINT | PAINTED | Y
STAIR | STAIR | VIB | VIBRATION | LEAK | LEAK | PATCH | PATCHED/PAVED | Y
STAIR | STAIR | VIB | VIBRATION | LEAK | LEAK | PUMP | PUMPED OUT/EMPTIED | Y
STAIR | STAIR | VIB | VIBRATION | LEAK | LEAK | REFILL | REFILLED | Y
STAIR | STAIR | VIB | VIBRATION | LEAK | LEAK | REINS | REINSTALLED | Y
STAIR | STAIR | VIB | VIBRATION | LEAK | LEAK | REMOVE | REMOVED | Y
STAIR | STAIR | VIB | VIBRATION | LEAK | LEAK | REP | REPAIRED/RESTORED/ADJUSTED | Y
STAIR | STAIR | VIB | VIBRATION | LEAK | LEAK | RESEAL | RESEALED/REPACKED | Y
STAIR | STAIR | VIB | VIBRATION | LEAK | LEAK | RESET | RESET/RESTARTED | Y
STAIR | STAIR | VIB | VIBRATION | LEAK | LEAK | REWIRE | REWIRED | Y
STAIR | STAIR | VIB | VIBRATION | LEAK | LEAK | RPL | REPLACED | Y
STAIR | STAIR | VIB | VIBRATION | LOOSE | LOOSE/MISALIGNED | MOD | MODIFIED | N
STAIR | STAIR | VIB | VIBRATION | LOOSE | LOOSE/MISALIGNED | CLEAN | CLEANED | N
STAIR | STAIR | VIB | VIBRATION | LOOSE | LOOSE/MISALIGNED | CLOSE | SECURED/CLOSED | N
STAIR | STAIR | VIB | VIBRATION | LOOSE | LOOSE/MISALIGNED | CONN | CONNECTED | Y
STAIR | STAIR | VIB | VIBRATION | LOOSE | LOOSE/MISALIGNED | DISCONN | DISCONNECTED | Y
STAIR | STAIR | VIB | VIBRATION | LOOSE | LOOSE/MISALIGNED | LUB | LUBRICATED | Y
STAIR | STAIR | VIB | VIBRATION | LOOSE | LOOSE/MISALIGNED | NOF | NO FAULT FOUND | N
STAIR | STAIR | VIB | VIBRATION | LOOSE | LOOSE/MISALIGNED | OTHER-R | OTHER REMEDY | N
STAIR | STAIR | VIB | VIBRATION | LOOSE | LOOSE/MISALIGNED | OVH | OVERHAULED/REBUILT/REFURBISHED | N
STAIR | STAIR | VIB | VIBRATION | LOOSE | LOOSE/MISALIGNED | PAINT | PAINTED | N
STAIR | STAIR | VIB | VIBRATION | LOOSE | LOOSE/MISALIGNED | PATCH | PATCHED/PAVED | Y
STAIR | STAIR | VIB | VIBRATION | LOOSE | LOOSE/MISALIGNED | PUMP | PUMPED OUT/EMPTIED | Y
STAIR | STAIR | VIB | VIBRATION | LOOSE | LOOSE/MISALIGNED | REFILL | REFILLED | N
STAIR | STAIR | VIB | VIBRATION | LOOSE | LOOSE/MISALIGNED | REINS | REINSTALLED | Y
STAIR | STAIR | VIB | VIBRATION | LOOSE | LOOSE/MISALIGNED | REMOVE | REMOVED | N
STAIR | STAIR | VIB | VIBRATION | LOOSE | LOOSE/MISALIGNED | REP | REPAIRED/RESTORED/ADJUSTED | N
STAIR | STAIR | VIB | VIBRATION | LOOSE | LOOSE/MISALIGNED | RESEAL | RESEALED/REPACKED | Y
STAIR | STAIR | VIB | VIBRATION | LOOSE | LOOSE/MISALIGNED | RESET | RESET/RESTARTED | Y
STAIR | STAIR | VIB | VIBRATION | LOOSE | LOOSE/MISALIGNED | REWIRE | REWIRED | Y
STAIR | STAIR | VIB | VIBRATION | LOOSE | LOOSE/MISALIGNED | RPL | REPLACED | N
STAIR | STAIR | VIB | VIBRATION | NOCAUSE | NO CAUSE FOUND | MOD | MODIFIED | N
STAIR | STAIR | VIB | VIBRATION | NOCAUSE | NO CAUSE FOUND | CLEAN | CLEANED | N
STAIR | STAIR | VIB | VIBRATION | NOCAUSE | NO CAUSE FOUND | CLOSE | SECURED/CLOSED | N
STAIR | STAIR | VIB | VIBRATION | NOCAUSE | NO CAUSE FOUND | CONN | CONNECTED | Y
STAIR | STAIR | VIB | VIBRATION | NOCAUSE | NO CAUSE FOUND | DISCONN | DISCONNECTED | Y
STAIR | STAIR | VIB | VIBRATION | NOCAUSE | NO CAUSE FOUND | LUB | LUBRICATED | Y
STAIR | STAIR | VIB | VIBRATION | NOCAUSE | NO CAUSE FOUND | NOF | NO FAULT FOUND | N
STAIR | STAIR | VIB | VIBRATION | NOCAUSE | NO CAUSE FOUND | OTHER-R | OTHER REMEDY | N
STAIR | STAIR | VIB | VIBRATION | NOCAUSE | NO CAUSE FOUND | OVH | OVERHAULED/REBUILT/REFURBISHED | N
STAIR | STAIR | VIB | VIBRATION | NOCAUSE | NO CAUSE FOUND | PAINT | PAINTED | N
STAIR | STAIR | VIB | VIBRATION | NOCAUSE | NO CAUSE FOUND | PATCH | PATCHED/PAVED | Y
STAIR | STAIR | VIB | VIBRATION | NOCAUSE | NO CAUSE FOUND | PUMP | PUMPED OUT/EMPTIED | Y
STAIR | STAIR | VIB | VIBRATION | NOCAUSE | NO CAUSE FOUND | REFILL | REFILLED | N
STAIR | STAIR | VIB | VIBRATION | NOCAUSE | NO CAUSE FOUND | REINS | REINSTALLED | Y
STAIR | STAIR | VIB | VIBRATION | NOCAUSE | NO CAUSE FOUND | REMOVE | REMOVED | N
STAIR | STAIR | VIB | VIBRATION | NOCAUSE | NO CAUSE FOUND | REP | REPAIRED/RESTORED/ADJUSTED | N
STAIR | STAIR | VIB | VIBRATION | NOCAUSE | NO CAUSE FOUND | RESEAL | RESEALED/REPACKED | Y
STAIR | STAIR | VIB | VIBRATION | NOCAUSE | NO CAUSE FOUND | RESET | RESET/RESTARTED | Y
STAIR | STAIR | VIB | VIBRATION | NOCAUSE | NO CAUSE FOUND | REWIRE | REWIRED | Y
STAIR | STAIR | VIB | VIBRATION | NOCAUSE | NO CAUSE FOUND | RPL | REPLACED | N
STAIR | STAIR | VIB | VIBRATION | OBSTR | JAMMED/OBSTRUCTED | MOD | MODIFIED | N
STAIR | STAIR | VIB | VIBRATION | OBSTR | JAMMED/OBSTRUCTED | CLEAN | CLEANED | N
STAIR | STAIR | VIB | VIBRATION | OBSTR | JAMMED/OBSTRUCTED | CLOSE | SECURED/CLOSED | N
STAIR | STAIR | VIB | VIBRATION | OBSTR | JAMMED/OBSTRUCTED | CONN | CONNECTED | Y
STAIR | STAIR | VIB | VIBRATION | OBSTR | JAMMED/OBSTRUCTED | DISCONN | DISCONNECTED | Y
STAIR | STAIR | VIB | VIBRATION | OBSTR | JAMMED/OBSTRUCTED | LUB | LUBRICATED | Y
STAIR | STAIR | VIB | VIBRATION | OBSTR | JAMMED/OBSTRUCTED | NOF | NO FAULT FOUND | N
STAIR | STAIR | VIB | VIBRATION | OBSTR | JAMMED/OBSTRUCTED | OTHER-R | OTHER REMEDY | N
STAIR | STAIR | VIB | VIBRATION | OBSTR | JAMMED/OBSTRUCTED | OVH | OVERHAULED/REBUILT/REFURBISHED | N
STAIR | STAIR | VIB | VIBRATION | OBSTR | JAMMED/OBSTRUCTED | PAINT | PAINTED | N
STAIR | STAIR | VIB | VIBRATION | OBSTR | JAMMED/OBSTRUCTED | PATCH | PATCHED/PAVED | Y
STAIR | STAIR | VIB | VIBRATION | OBSTR | JAMMED/OBSTRUCTED | PUMP | PUMPED OUT/EMPTIED | Y
STAIR | STAIR | VIB | VIBRATION | OBSTR | JAMMED/OBSTRUCTED | REFILL | REFILLED | N
STAIR | STAIR | VIB | VIBRATION | OBSTR | JAMMED/OBSTRUCTED | REINS | REINSTALLED | Y
STAIR | STAIR | VIB | VIBRATION | OBSTR | JAMMED/OBSTRUCTED | REMOVE | REMOVED | N
STAIR | STAIR | VIB | VIBRATION | OBSTR | JAMMED/OBSTRUCTED | REP | REPAIRED/RESTORED/ADJUSTED | N
STAIR | STAIR | VIB | VIBRATION | OBSTR | JAMMED/OBSTRUCTED | RESEAL | RESEALED/REPACKED | Y
STAIR | STAIR | VIB | VIBRATION | OBSTR | JAMMED/OBSTRUCTED | RESET | RESET/RESTARTED | Y
STAIR | STAIR | VIB | VIBRATION | OBSTR | JAMMED/OBSTRUCTED | REWIRE | REWIRED | Y
STAIR | STAIR | VIB | VIBRATION | OBSTR | JAMMED/OBSTRUCTED | RPL | REPLACED | N
STAIR | STAIR | VIB | VIBRATION | OPSERRMTCERR | OPERATIONS/MAINTENANCE RELATED | MOD | MODIFIED | N
STAIR | STAIR | VIB | VIBRATION | OPSERRMTCERR | OPERATIONS/MAINTENANCE RELATED | CLEAN | CLEANED | N
STAIR | STAIR | VIB | VIBRATION | OPSERRMTCERR | OPERATIONS/MAINTENANCE RELATED | CLOSE | SECURED/CLOSED | N
STAIR | STAIR | VIB | VIBRATION | OPSERRMTCERR | OPERATIONS/MAINTENANCE RELATED | CONN | CONNECTED | Y
STAIR | STAIR | VIB | VIBRATION | OPSERRMTCERR | OPERATIONS/MAINTENANCE RELATED | DISCONN | DISCONNECTED | Y
STAIR | STAIR | VIB | VIBRATION | OPSERRMTCERR | OPERATIONS/MAINTENANCE RELATED | LUB | LUBRICATED | Y
STAIR | STAIR | VIB | VIBRATION | OPSERRMTCERR | OPERATIONS/MAINTENANCE RELATED | NOF | NO FAULT FOUND | N
STAIR | STAIR | VIB | VIBRATION | OPSERRMTCERR | OPERATIONS/MAINTENANCE RELATED | OTHER-R | OTHER REMEDY | N
STAIR | STAIR | VIB | VIBRATION | OPSERRMTCERR | OPERATIONS/MAINTENANCE RELATED | OVH | OVERHAULED/REBUILT/REFURBISHED | N
STAIR | STAIR | VIB | VIBRATION | OPSERRMTCERR | OPERATIONS/MAINTENANCE RELATED | PAINT | PAINTED | N
STAIR | STAIR | VIB | VIBRATION | OPSERRMTCERR | OPERATIONS/MAINTENANCE RELATED | PATCH | PATCHED/PAVED | Y
STAIR | STAIR | VIB | VIBRATION | OPSERRMTCERR | OPERATIONS/MAINTENANCE RELATED | PUMP | PUMPED OUT/EMPTIED | Y
STAIR | STAIR | VIB | VIBRATION | OPSERRMTCERR | OPERATIONS/MAINTENANCE RELATED | REFILL | REFILLED | N
STAIR | STAIR | VIB | VIBRATION | OPSERRMTCERR | OPERATIONS/MAINTENANCE RELATED | REINS | REINSTALLED | Y
STAIR | STAIR | VIB | VIBRATION | OPSERRMTCERR | OPERATIONS/MAINTENANCE RELATED | REMOVE | REMOVED | N
STAIR | STAIR | VIB | VIBRATION | OPSERRMTCERR | OPERATIONS/MAINTENANCE RELATED | REP | REPAIRED/RESTORED/ADJUSTED | N
STAIR | STAIR | VIB | VIBRATION | OPSERRMTCERR | OPERATIONS/MAINTENANCE RELATED | RESEAL | RESEALED/REPACKED | Y
STAIR | STAIR | VIB | VIBRATION | OPSERRMTCERR | OPERATIONS/MAINTENANCE RELATED | RESET | RESET/RESTARTED | Y
STAIR | STAIR | VIB | VIBRATION | OPSERRMTCERR | OPERATIONS/MAINTENANCE RELATED | REWIRE | REWIRED | Y
STAIR | STAIR | VIB | VIBRATION | OPSERRMTCERR | OPERATIONS/MAINTENANCE RELATED | RPL | REPLACED | N
STAIR | STAIR | VIB | VIBRATION | OTHER-C | OTHER CAUSE | MOD | MODIFIED | N
STAIR | STAIR | VIB | VIBRATION | OTHER-C | OTHER CAUSE | CLEAN | CLEANED | N
STAIR | STAIR | VIB | VIBRATION | OTHER-C | OTHER CAUSE | CLOSE | SECURED/CLOSED | N
STAIR | STAIR | VIB | VIBRATION | OTHER-C | OTHER CAUSE | CONN | CONNECTED | Y
STAIR | STAIR | VIB | VIBRATION | OTHER-C | OTHER CAUSE | DISCONN | DISCONNECTED | Y
STAIR | STAIR | VIB | VIBRATION | OTHER-C | OTHER CAUSE | LUB | LUBRICATED | Y
STAIR | STAIR | VIB | VIBRATION | OTHER-C | OTHER CAUSE | NOF | NO FAULT FOUND | N
STAIR | STAIR | VIB | VIBRATION | OTHER-C | OTHER CAUSE | OTHER-R | OTHER REMEDY | N
STAIR | STAIR | VIB | VIBRATION | OTHER-C | OTHER CAUSE | OVH | OVERHAULED/REBUILT/REFURBISHED | N
STAIR | STAIR | VIB | VIBRATION | OTHER-C | OTHER CAUSE | PAINT | PAINTED | N
STAIR | STAIR | VIB | VIBRATION | OTHER-C | OTHER CAUSE | PATCH | PATCHED/PAVED | Y
STAIR | STAIR | VIB | VIBRATION | OTHER-C | OTHER CAUSE | PUMP | PUMPED OUT/EMPTIED | Y
STAIR | STAIR | VIB | VIBRATION | OTHER-C | OTHER CAUSE | REFILL | REFILLED | N
STAIR | STAIR | VIB | VIBRATION | OTHER-C | OTHER CAUSE | REINS | REINSTALLED | Y
STAIR | STAIR | VIB | VIBRATION | OTHER-C | OTHER CAUSE | REMOVE | REMOVED | N
STAIR | STAIR | VIB | VIBRATION | OTHER-C | OTHER CAUSE | REP | REPAIRED/RESTORED/ADJUSTED | N
STAIR | STAIR | VIB | VIBRATION | OTHER-C | OTHER CAUSE | RESEAL | RESEALED/REPACKED | Y
STAIR | STAIR | VIB | VIBRATION | OTHER-C | OTHER CAUSE | RESET | RESET/RESTARTED | Y
STAIR | STAIR | VIB | VIBRATION | OTHER-C | OTHER CAUSE | REWIRE | REWIRED | Y
STAIR | STAIR | VIB | VIBRATION | OTHER-C | OTHER CAUSE | RPL | REPLACED | N
STAIR | STAIR | VIB | VIBRATION | POWERSUP | POWER SUPPLY | MOD | MODIFIED | Y
STAIR | STAIR | VIB | VIBRATION | POWERSUP | POWER SUPPLY | CLEAN | CLEANED | Y
STAIR | STAIR | VIB | VIBRATION | POWERSUP | POWER SUPPLY | CLOSE | SECURED/CLOSED | Y
STAIR | STAIR | VIB | VIBRATION | POWERSUP | POWER SUPPLY | CONN | CONNECTED | Y
STAIR | STAIR | VIB | VIBRATION | POWERSUP | POWER SUPPLY | DISCONN | DISCONNECTED | Y
STAIR | STAIR | VIB | VIBRATION | POWERSUP | POWER SUPPLY | LUB | LUBRICATED | Y
STAIR | STAIR | VIB | VIBRATION | POWERSUP | POWER SUPPLY | NOF | NO FAULT FOUND | Y
STAIR | STAIR | VIB | VIBRATION | POWERSUP | POWER SUPPLY | OTHER-R | OTHER REMEDY | Y
STAIR | STAIR | VIB | VIBRATION | POWERSUP | POWER SUPPLY | OVH | OVERHAULED/REBUILT/REFURBISHED | Y
STAIR | STAIR | VIB | VIBRATION | POWERSUP | POWER SUPPLY | PAINT | PAINTED | Y
STAIR | STAIR | VIB | VIBRATION | POWERSUP | POWER SUPPLY | PATCH | PATCHED/PAVED | Y
STAIR | STAIR | VIB | VIBRATION | POWERSUP | POWER SUPPLY | PUMP | PUMPED OUT/EMPTIED | Y
STAIR | STAIR | VIB | VIBRATION | POWERSUP | POWER SUPPLY | REFILL | REFILLED | Y
STAIR | STAIR | VIB | VIBRATION | POWERSUP | POWER SUPPLY | REINS | REINSTALLED | Y
STAIR | STAIR | VIB | VIBRATION | POWERSUP | POWER SUPPLY | REMOVE | REMOVED | Y
STAIR | STAIR | VIB | VIBRATION | POWERSUP | POWER SUPPLY | REP | REPAIRED/RESTORED/ADJUSTED | Y
STAIR | STAIR | VIB | VIBRATION | POWERSUP | POWER SUPPLY | RESEAL | RESEALED/REPACKED | Y
STAIR | STAIR | VIB | VIBRATION | POWERSUP | POWER SUPPLY | RESET | RESET/RESTARTED | Y
STAIR | STAIR | VIB | VIBRATION | POWERSUP | POWER SUPPLY | REWIRE | REWIRED | Y
STAIR | STAIR | VIB | VIBRATION | POWERSUP | POWER SUPPLY | RPL | REPLACED | Y
STAIR | STAIR | VIB | VIBRATION | SENSOR | FAULTY SENSOR | MOD | MODIFIED | Y
STAIR | STAIR | VIB | VIBRATION | SENSOR | FAULTY SENSOR | CLEAN | CLEANED | Y
STAIR | STAIR | VIB | VIBRATION | SENSOR | FAULTY SENSOR | CLOSE | SECURED/CLOSED | Y
STAIR | STAIR | VIB | VIBRATION | SENSOR | FAULTY SENSOR | CONN | CONNECTED | Y
STAIR | STAIR | VIB | VIBRATION | SENSOR | FAULTY SENSOR | DISCONN | DISCONNECTED | Y
STAIR | STAIR | VIB | VIBRATION | SENSOR | FAULTY SENSOR | LUB | LUBRICATED | Y
STAIR | STAIR | VIB | VIBRATION | SENSOR | FAULTY SENSOR | NOF | NO FAULT FOUND | Y
STAIR | STAIR | VIB | VIBRATION | SENSOR | FAULTY SENSOR | OTHER-R | OTHER REMEDY | Y
STAIR | STAIR | VIB | VIBRATION | SENSOR | FAULTY SENSOR | OVH | OVERHAULED/REBUILT/REFURBISHED | Y
STAIR | STAIR | VIB | VIBRATION | SENSOR | FAULTY SENSOR | PAINT | PAINTED | Y
STAIR | STAIR | VIB | VIBRATION | SENSOR | FAULTY SENSOR | PATCH | PATCHED/PAVED | Y
STAIR | STAIR | VIB | VIBRATION | SENSOR | FAULTY SENSOR | PUMP | PUMPED OUT/EMPTIED | Y
STAIR | STAIR | VIB | VIBRATION | SENSOR | FAULTY SENSOR | REFILL | REFILLED | Y
STAIR | STAIR | VIB | VIBRATION | SENSOR | FAULTY SENSOR | REINS | REINSTALLED | Y
STAIR | STAIR | VIB | VIBRATION | SENSOR | FAULTY SENSOR | REMOVE | REMOVED | Y
STAIR | STAIR | VIB | VIBRATION | SENSOR | FAULTY SENSOR | REP | REPAIRED/RESTORED/ADJUSTED | Y
STAIR | STAIR | VIB | VIBRATION | SENSOR | FAULTY SENSOR | RESEAL | RESEALED/REPACKED | Y
STAIR | STAIR | VIB | VIBRATION | SENSOR | FAULTY SENSOR | RESET | RESET/RESTARTED | Y
STAIR | STAIR | VIB | VIBRATION | SENSOR | FAULTY SENSOR | REWIRE | REWIRED | Y
STAIR | STAIR | VIB | VIBRATION | SENSOR | FAULTY SENSOR | RPL | REPLACED | Y
STAIR | STAIR | OTHER | OTHER PROBLEM | BREAKTRP | BREAKER TRIP | MOD | MODIFIED | Y
STAIR | STAIR | OTHER | OTHER PROBLEM | BREAKTRP | BREAKER TRIP | CLEAN | CLEANED | Y
STAIR | STAIR | OTHER | OTHER PROBLEM | BREAKTRP | BREAKER TRIP | CLOSE | SECURED/CLOSED | Y
STAIR | STAIR | OTHER | OTHER PROBLEM | BREAKTRP | BREAKER TRIP | CONN | CONNECTED | Y
STAIR | STAIR | OTHER | OTHER PROBLEM | BREAKTRP | BREAKER TRIP | DISCONN | DISCONNECTED | Y
STAIR | STAIR | OTHER | OTHER PROBLEM | BREAKTRP | BREAKER TRIP | LUB | LUBRICATED | Y
STAIR | STAIR | OTHER | OTHER PROBLEM | BREAKTRP | BREAKER TRIP | NOF | NO FAULT FOUND | Y
STAIR | STAIR | OTHER | OTHER PROBLEM | BREAKTRP | BREAKER TRIP | OTHER-R | OTHER REMEDY | Y
STAIR | STAIR | OTHER | OTHER PROBLEM | BREAKTRP | BREAKER TRIP | OVH | OVERHAULED/REBUILT/REFURBISHED | Y
STAIR | STAIR | OTHER | OTHER PROBLEM | BREAKTRP | BREAKER TRIP | PAINT | PAINTED | Y
STAIR | STAIR | OTHER | OTHER PROBLEM | BREAKTRP | BREAKER TRIP | PATCH | PATCHED/PAVED | Y
STAIR | STAIR | OTHER | OTHER PROBLEM | BREAKTRP | BREAKER TRIP | PUMP | PUMPED OUT/EMPTIED | Y
STAIR | STAIR | OTHER | OTHER PROBLEM | BREAKTRP | BREAKER TRIP | REFILL | REFILLED | Y
STAIR | STAIR | OTHER | OTHER PROBLEM | BREAKTRP | BREAKER TRIP | REINS | REINSTALLED | Y
STAIR | STAIR | OTHER | OTHER PROBLEM | BREAKTRP | BREAKER TRIP | REMOVE | REMOVED | Y
STAIR | STAIR | OTHER | OTHER PROBLEM | BREAKTRP | BREAKER TRIP | REP | REPAIRED/RESTORED/ADJUSTED | Y
STAIR | STAIR | OTHER | OTHER PROBLEM | BREAKTRP | BREAKER TRIP | RESEAL | RESEALED/REPACKED | Y
STAIR | STAIR | OTHER | OTHER PROBLEM | BREAKTRP | BREAKER TRIP | RESET | RESET/RESTARTED | Y
STAIR | STAIR | OTHER | OTHER PROBLEM | BREAKTRP | BREAKER TRIP | REWIRE | REWIRED | Y
STAIR | STAIR | OTHER | OTHER PROBLEM | BREAKTRP | BREAKER TRIP | RPL | REPLACED | Y
STAIR | STAIR | OTHER | OTHER PROBLEM | CORROSION | RUST/CORROSION | MOD | MODIFIED | N
STAIR | STAIR | OTHER | OTHER PROBLEM | CORROSION | RUST/CORROSION | CLEAN | CLEANED | N
STAIR | STAIR | OTHER | OTHER PROBLEM | CORROSION | RUST/CORROSION | CLOSE | SECURED/CLOSED | N
STAIR | STAIR | OTHER | OTHER PROBLEM | CORROSION | RUST/CORROSION | CONN | CONNECTED | Y
STAIR | STAIR | OTHER | OTHER PROBLEM | CORROSION | RUST/CORROSION | DISCONN | DISCONNECTED | Y
STAIR | STAIR | OTHER | OTHER PROBLEM | CORROSION | RUST/CORROSION | LUB | LUBRICATED | Y
STAIR | STAIR | OTHER | OTHER PROBLEM | CORROSION | RUST/CORROSION | NOF | NO FAULT FOUND | N
STAIR | STAIR | OTHER | OTHER PROBLEM | CORROSION | RUST/CORROSION | OTHER-R | OTHER REMEDY | N
STAIR | STAIR | OTHER | OTHER PROBLEM | CORROSION | RUST/CORROSION | OVH | OVERHAULED/REBUILT/REFURBISHED | N
STAIR | STAIR | OTHER | OTHER PROBLEM | CORROSION | RUST/CORROSION | PAINT | PAINTED | N
STAIR | STAIR | OTHER | OTHER PROBLEM | CORROSION | RUST/CORROSION | PATCH | PATCHED/PAVED | Y
STAIR | STAIR | OTHER | OTHER PROBLEM | CORROSION | RUST/CORROSION | PUMP | PUMPED OUT/EMPTIED | Y
STAIR | STAIR | OTHER | OTHER PROBLEM | CORROSION | RUST/CORROSION | REFILL | REFILLED | N
STAIR | STAIR | OTHER | OTHER PROBLEM | CORROSION | RUST/CORROSION | REINS | REINSTALLED | Y
STAIR | STAIR | OTHER | OTHER PROBLEM | CORROSION | RUST/CORROSION | REMOVE | REMOVED | N
STAIR | STAIR | OTHER | OTHER PROBLEM | CORROSION | RUST/CORROSION | REP | REPAIRED/RESTORED/ADJUSTED | N
STAIR | STAIR | OTHER | OTHER PROBLEM | CORROSION | RUST/CORROSION | RESEAL | RESEALED/REPACKED | Y
STAIR | STAIR | OTHER | OTHER PROBLEM | CORROSION | RUST/CORROSION | RESET | RESET/RESTARTED | Y
STAIR | STAIR | OTHER | OTHER PROBLEM | CORROSION | RUST/CORROSION | REWIRE | REWIRED | Y
STAIR | STAIR | OTHER | OTHER PROBLEM | CORROSION | RUST/CORROSION | RPL | REPLACED | N
STAIR | STAIR | OTHER | OTHER PROBLEM | DAMAGE | DAMAGED/BROKEN | MOD | MODIFIED | N
STAIR | STAIR | OTHER | OTHER PROBLEM | DAMAGE | DAMAGED/BROKEN | CLEAN | CLEANED | N
STAIR | STAIR | OTHER | OTHER PROBLEM | DAMAGE | DAMAGED/BROKEN | CLOSE | SECURED/CLOSED | N
STAIR | STAIR | OTHER | OTHER PROBLEM | DAMAGE | DAMAGED/BROKEN | CONN | CONNECTED | Y
STAIR | STAIR | OTHER | OTHER PROBLEM | DAMAGE | DAMAGED/BROKEN | DISCONN | DISCONNECTED | Y
STAIR | STAIR | OTHER | OTHER PROBLEM | DAMAGE | DAMAGED/BROKEN | LUB | LUBRICATED | Y
STAIR | STAIR | OTHER | OTHER PROBLEM | DAMAGE | DAMAGED/BROKEN | NOF | NO FAULT FOUND | N
STAIR | STAIR | OTHER | OTHER PROBLEM | DAMAGE | DAMAGED/BROKEN | OTHER-R | OTHER REMEDY | N
STAIR | STAIR | OTHER | OTHER PROBLEM | DAMAGE | DAMAGED/BROKEN | OVH | OVERHAULED/REBUILT/REFURBISHED | N
STAIR | STAIR | OTHER | OTHER PROBLEM | DAMAGE | DAMAGED/BROKEN | PAINT | PAINTED | N
STAIR | STAIR | OTHER | OTHER PROBLEM | DAMAGE | DAMAGED/BROKEN | PATCH | PATCHED/PAVED | Y
STAIR | STAIR | OTHER | OTHER PROBLEM | DAMAGE | DAMAGED/BROKEN | PUMP | PUMPED OUT/EMPTIED | Y
STAIR | STAIR | OTHER | OTHER PROBLEM | DAMAGE | DAMAGED/BROKEN | REFILL | REFILLED | N
STAIR | STAIR | OTHER | OTHER PROBLEM | DAMAGE | DAMAGED/BROKEN | REINS | REINSTALLED | Y
STAIR | STAIR | OTHER | OTHER PROBLEM | DAMAGE | DAMAGED/BROKEN | REMOVE | REMOVED | N
STAIR | STAIR | OTHER | OTHER PROBLEM | DAMAGE | DAMAGED/BROKEN | REP | REPAIRED/RESTORED/ADJUSTED | N
STAIR | STAIR | OTHER | OTHER PROBLEM | DAMAGE | DAMAGED/BROKEN | RESEAL | RESEALED/REPACKED | Y
STAIR | STAIR | OTHER | OTHER PROBLEM | DAMAGE | DAMAGED/BROKEN | RESET | RESET/RESTARTED | Y
STAIR | STAIR | OTHER | OTHER PROBLEM | DAMAGE | DAMAGED/BROKEN | REWIRE | REWIRED | Y
STAIR | STAIR | OTHER | OTHER PROBLEM | DAMAGE | DAMAGED/BROKEN | RPL | REPLACED | N
STAIR | STAIR | OTHER | OTHER PROBLEM | DESGEN | DESIGN RELATED | MOD | MODIFIED | N
STAIR | STAIR | OTHER | OTHER PROBLEM | DESGEN | DESIGN RELATED | CLEAN | CLEANED | N
STAIR | STAIR | OTHER | OTHER PROBLEM | DESGEN | DESIGN RELATED | CLOSE | SECURED/CLOSED | N
STAIR | STAIR | OTHER | OTHER PROBLEM | DESGEN | DESIGN RELATED | CONN | CONNECTED | Y
STAIR | STAIR | OTHER | OTHER PROBLEM | DESGEN | DESIGN RELATED | DISCONN | DISCONNECTED | Y
STAIR | STAIR | OTHER | OTHER PROBLEM | DESGEN | DESIGN RELATED | LUB | LUBRICATED | Y
STAIR | STAIR | OTHER | OTHER PROBLEM | DESGEN | DESIGN RELATED | NOF | NO FAULT FOUND | N
STAIR | STAIR | OTHER | OTHER PROBLEM | DESGEN | DESIGN RELATED | OTHER-R | OTHER REMEDY | N
STAIR | STAIR | OTHER | OTHER PROBLEM | DESGEN | DESIGN RELATED | OVH | OVERHAULED/REBUILT/REFURBISHED | N
STAIR | STAIR | OTHER | OTHER PROBLEM | DESGEN | DESIGN RELATED | PAINT | PAINTED | N
STAIR | STAIR | OTHER | OTHER PROBLEM | DESGEN | DESIGN RELATED | PATCH | PATCHED/PAVED | Y
STAIR | STAIR | OTHER | OTHER PROBLEM | DESGEN | DESIGN RELATED | PUMP | PUMPED OUT/EMPTIED | Y
STAIR | STAIR | OTHER | OTHER PROBLEM | DESGEN | DESIGN RELATED | REFILL | REFILLED | N
STAIR | STAIR | OTHER | OTHER PROBLEM | DESGEN | DESIGN RELATED | REINS | REINSTALLED | Y
STAIR | STAIR | OTHER | OTHER PROBLEM | DESGEN | DESIGN RELATED | REMOVE | REMOVED | N
STAIR | STAIR | OTHER | OTHER PROBLEM | DESGEN | DESIGN RELATED | REP | REPAIRED/RESTORED/ADJUSTED | N
STAIR | STAIR | OTHER | OTHER PROBLEM | DESGEN | DESIGN RELATED | RESEAL | RESEALED/REPACKED | Y
STAIR | STAIR | OTHER | OTHER PROBLEM | DESGEN | DESIGN RELATED | RESET | RESET/RESTARTED | Y
STAIR | STAIR | OTHER | OTHER PROBLEM | DESGEN | DESIGN RELATED | REWIRE | REWIRED | Y
STAIR | STAIR | OTHER | OTHER PROBLEM | DESGEN | DESIGN RELATED | RPL | REPLACED | N
STAIR | STAIR | OTHER | OTHER PROBLEM | DIRTY | DIRTY | MOD | MODIFIED | N
STAIR | STAIR | OTHER | OTHER PROBLEM | DIRTY | DIRTY | CLEAN | CLEANED | N
STAIR | STAIR | OTHER | OTHER PROBLEM | DIRTY | DIRTY | CLOSE | SECURED/CLOSED | N
STAIR | STAIR | OTHER | OTHER PROBLEM | DIRTY | DIRTY | CONN | CONNECTED | Y
STAIR | STAIR | OTHER | OTHER PROBLEM | DIRTY | DIRTY | DISCONN | DISCONNECTED | Y
STAIR | STAIR | OTHER | OTHER PROBLEM | DIRTY | DIRTY | LUB | LUBRICATED | Y
STAIR | STAIR | OTHER | OTHER PROBLEM | DIRTY | DIRTY | NOF | NO FAULT FOUND | N
STAIR | STAIR | OTHER | OTHER PROBLEM | DIRTY | DIRTY | OTHER-R | OTHER REMEDY | N
STAIR | STAIR | OTHER | OTHER PROBLEM | DIRTY | DIRTY | OVH | OVERHAULED/REBUILT/REFURBISHED | N
STAIR | STAIR | OTHER | OTHER PROBLEM | DIRTY | DIRTY | PAINT | PAINTED | N
STAIR | STAIR | OTHER | OTHER PROBLEM | DIRTY | DIRTY | PATCH | PATCHED/PAVED | Y
STAIR | STAIR | OTHER | OTHER PROBLEM | DIRTY | DIRTY | PUMP | PUMPED OUT/EMPTIED | Y
STAIR | STAIR | OTHER | OTHER PROBLEM | DIRTY | DIRTY | REFILL | REFILLED | N
STAIR | STAIR | OTHER | OTHER PROBLEM | DIRTY | DIRTY | REINS | REINSTALLED | Y
STAIR | STAIR | OTHER | OTHER PROBLEM | DIRTY | DIRTY | REMOVE | REMOVED | N
STAIR | STAIR | OTHER | OTHER PROBLEM | DIRTY | DIRTY | REP | REPAIRED/RESTORED/ADJUSTED | N
STAIR | STAIR | OTHER | OTHER PROBLEM | DIRTY | DIRTY | RESEAL | RESEALED/REPACKED | Y
STAIR | STAIR | OTHER | OTHER PROBLEM | DIRTY | DIRTY | RESET | RESET/RESTARTED | Y
STAIR | STAIR | OTHER | OTHER PROBLEM | DIRTY | DIRTY | REWIRE | REWIRED | Y
STAIR | STAIR | OTHER | OTHER PROBLEM | DIRTY | DIRTY | RPL | REPLACED | N
STAIR | STAIR | OTHER | OTHER PROBLEM | EXPWT | EXPECTED WEAR AND TEAR | MOD | MODIFIED | N
STAIR | STAIR | OTHER | OTHER PROBLEM | EXPWT | EXPECTED WEAR AND TEAR | CLEAN | CLEANED | N
STAIR | STAIR | OTHER | OTHER PROBLEM | EXPWT | EXPECTED WEAR AND TEAR | CLOSE | SECURED/CLOSED | N
STAIR | STAIR | OTHER | OTHER PROBLEM | EXPWT | EXPECTED WEAR AND TEAR | CONN | CONNECTED | Y
STAIR | STAIR | OTHER | OTHER PROBLEM | EXPWT | EXPECTED WEAR AND TEAR | DISCONN | DISCONNECTED | Y
STAIR | STAIR | OTHER | OTHER PROBLEM | EXPWT | EXPECTED WEAR AND TEAR | LUB | LUBRICATED | Y
STAIR | STAIR | OTHER | OTHER PROBLEM | EXPWT | EXPECTED WEAR AND TEAR | NOF | NO FAULT FOUND | N
STAIR | STAIR | OTHER | OTHER PROBLEM | EXPWT | EXPECTED WEAR AND TEAR | OTHER-R | OTHER REMEDY | N
STAIR | STAIR | OTHER | OTHER PROBLEM | EXPWT | EXPECTED WEAR AND TEAR | OVH | OVERHAULED/REBUILT/REFURBISHED | N
STAIR | STAIR | OTHER | OTHER PROBLEM | EXPWT | EXPECTED WEAR AND TEAR | PAINT | PAINTED | N
STAIR | STAIR | OTHER | OTHER PROBLEM | EXPWT | EXPECTED WEAR AND TEAR | PATCH | PATCHED/PAVED | Y
STAIR | STAIR | OTHER | OTHER PROBLEM | EXPWT | EXPECTED WEAR AND TEAR | PUMP | PUMPED OUT/EMPTIED | Y
STAIR | STAIR | OTHER | OTHER PROBLEM | EXPWT | EXPECTED WEAR AND TEAR | REFILL | REFILLED | N
STAIR | STAIR | OTHER | OTHER PROBLEM | EXPWT | EXPECTED WEAR AND TEAR | REINS | REINSTALLED | Y
STAIR | STAIR | OTHER | OTHER PROBLEM | EXPWT | EXPECTED WEAR AND TEAR | REMOVE | REMOVED | N
STAIR | STAIR | OTHER | OTHER PROBLEM | EXPWT | EXPECTED WEAR AND TEAR | REP | REPAIRED/RESTORED/ADJUSTED | N
STAIR | STAIR | OTHER | OTHER PROBLEM | EXPWT | EXPECTED WEAR AND TEAR | RESEAL | RESEALED/REPACKED | Y
STAIR | STAIR | OTHER | OTHER PROBLEM | EXPWT | EXPECTED WEAR AND TEAR | RESET | RESET/RESTARTED | Y
STAIR | STAIR | OTHER | OTHER PROBLEM | EXPWT | EXPECTED WEAR AND TEAR | REWIRE | REWIRED | Y
STAIR | STAIR | OTHER | OTHER PROBLEM | EXPWT | EXPECTED WEAR AND TEAR | RPL | REPLACED | N
STAIR | STAIR | OTHER | OTHER PROBLEM | FABGEN | FABRICATION/INSTALLATION RELATED | MOD | MODIFIED | N
STAIR | STAIR | OTHER | OTHER PROBLEM | FABGEN | FABRICATION/INSTALLATION RELATED | CLEAN | CLEANED | N
STAIR | STAIR | OTHER | OTHER PROBLEM | FABGEN | FABRICATION/INSTALLATION RELATED | CLOSE | SECURED/CLOSED | N
STAIR | STAIR | OTHER | OTHER PROBLEM | FABGEN | FABRICATION/INSTALLATION RELATED | CONN | CONNECTED | Y
STAIR | STAIR | OTHER | OTHER PROBLEM | FABGEN | FABRICATION/INSTALLATION RELATED | DISCONN | DISCONNECTED | Y
STAIR | STAIR | OTHER | OTHER PROBLEM | FABGEN | FABRICATION/INSTALLATION RELATED | LUB | LUBRICATED | Y
STAIR | STAIR | OTHER | OTHER PROBLEM | FABGEN | FABRICATION/INSTALLATION RELATED | NOF | NO FAULT FOUND | N
STAIR | STAIR | OTHER | OTHER PROBLEM | FABGEN | FABRICATION/INSTALLATION RELATED | OTHER-R | OTHER REMEDY | N
STAIR | STAIR | OTHER | OTHER PROBLEM | FABGEN | FABRICATION/INSTALLATION RELATED | OVH | OVERHAULED/REBUILT/REFURBISHED | N
STAIR | STAIR | OTHER | OTHER PROBLEM | FABGEN | FABRICATION/INSTALLATION RELATED | PAINT | PAINTED | N
STAIR | STAIR | OTHER | OTHER PROBLEM | FABGEN | FABRICATION/INSTALLATION RELATED | PATCH | PATCHED/PAVED | Y
STAIR | STAIR | OTHER | OTHER PROBLEM | FABGEN | FABRICATION/INSTALLATION RELATED | PUMP | PUMPED OUT/EMPTIED | Y
STAIR | STAIR | OTHER | OTHER PROBLEM | FABGEN | FABRICATION/INSTALLATION RELATED | REFILL | REFILLED | N
STAIR | STAIR | OTHER | OTHER PROBLEM | FABGEN | FABRICATION/INSTALLATION RELATED | REINS | REINSTALLED | Y
STAIR | STAIR | OTHER | OTHER PROBLEM | FABGEN | FABRICATION/INSTALLATION RELATED | REMOVE | REMOVED | N
STAIR | STAIR | OTHER | OTHER PROBLEM | FABGEN | FABRICATION/INSTALLATION RELATED | REP | REPAIRED/RESTORED/ADJUSTED | N
STAIR | STAIR | OTHER | OTHER PROBLEM | FABGEN | FABRICATION/INSTALLATION RELATED | RESEAL | RESEALED/REPACKED | Y
STAIR | STAIR | OTHER | OTHER PROBLEM | FABGEN | FABRICATION/INSTALLATION RELATED | RESET | RESET/RESTARTED | Y
STAIR | STAIR | OTHER | OTHER PROBLEM | FABGEN | FABRICATION/INSTALLATION RELATED | REWIRE | REWIRED | Y
STAIR | STAIR | OTHER | OTHER PROBLEM | FABGEN | FABRICATION/INSTALLATION RELATED | RPL | REPLACED | N
STAIR | STAIR | OTHER | OTHER PROBLEM | IMPMAT | IMPROPER MATERIAL | MOD | MODIFIED | Y
STAIR | STAIR | OTHER | OTHER PROBLEM | IMPMAT | IMPROPER MATERIAL | CLEAN | CLEANED | Y
STAIR | STAIR | OTHER | OTHER PROBLEM | IMPMAT | IMPROPER MATERIAL | CLOSE | SECURED/CLOSED | Y
STAIR | STAIR | OTHER | OTHER PROBLEM | IMPMAT | IMPROPER MATERIAL | CONN | CONNECTED | Y
STAIR | STAIR | OTHER | OTHER PROBLEM | IMPMAT | IMPROPER MATERIAL | DISCONN | DISCONNECTED | Y
STAIR | STAIR | OTHER | OTHER PROBLEM | IMPMAT | IMPROPER MATERIAL | LUB | LUBRICATED | Y
STAIR | STAIR | OTHER | OTHER PROBLEM | IMPMAT | IMPROPER MATERIAL | NOF | NO FAULT FOUND | Y
STAIR | STAIR | OTHER | OTHER PROBLEM | IMPMAT | IMPROPER MATERIAL | OTHER-R | OTHER REMEDY | Y
STAIR | STAIR | OTHER | OTHER PROBLEM | IMPMAT | IMPROPER MATERIAL | OVH | OVERHAULED/REBUILT/REFURBISHED | Y
STAIR | STAIR | OTHER | OTHER PROBLEM | IMPMAT | IMPROPER MATERIAL | PAINT | PAINTED | Y
STAIR | STAIR | OTHER | OTHER PROBLEM | IMPMAT | IMPROPER MATERIAL | PATCH | PATCHED/PAVED | Y
STAIR | STAIR | OTHER | OTHER PROBLEM | IMPMAT | IMPROPER MATERIAL | PUMP | PUMPED OUT/EMPTIED | Y
STAIR | STAIR | OTHER | OTHER PROBLEM | IMPMAT | IMPROPER MATERIAL | REFILL | REFILLED | Y
STAIR | STAIR | OTHER | OTHER PROBLEM | IMPMAT | IMPROPER MATERIAL | REINS | REINSTALLED | Y
STAIR | STAIR | OTHER | OTHER PROBLEM | IMPMAT | IMPROPER MATERIAL | REMOVE | REMOVED | Y
STAIR | STAIR | OTHER | OTHER PROBLEM | IMPMAT | IMPROPER MATERIAL | REP | REPAIRED/RESTORED/ADJUSTED | Y
STAIR | STAIR | OTHER | OTHER PROBLEM | IMPMAT | IMPROPER MATERIAL | RESEAL | RESEALED/REPACKED | Y
STAIR | STAIR | OTHER | OTHER PROBLEM | IMPMAT | IMPROPER MATERIAL | RESET | RESET/RESTARTED | Y
STAIR | STAIR | OTHER | OTHER PROBLEM | IMPMAT | IMPROPER MATERIAL | REWIRE | REWIRED | Y
STAIR | STAIR | OTHER | OTHER PROBLEM | IMPMAT | IMPROPER MATERIAL | RPL | REPLACED | Y
STAIR | STAIR | OTHER | OTHER PROBLEM | LEAK | LEAK | MOD | MODIFIED | Y
STAIR | STAIR | OTHER | OTHER PROBLEM | LEAK | LEAK | CLEAN | CLEANED | Y
STAIR | STAIR | OTHER | OTHER PROBLEM | LEAK | LEAK | CLOSE | SECURED/CLOSED | Y
STAIR | STAIR | OTHER | OTHER PROBLEM | LEAK | LEAK | CONN | CONNECTED | Y
STAIR | STAIR | OTHER | OTHER PROBLEM | LEAK | LEAK | DISCONN | DISCONNECTED | Y
STAIR | STAIR | OTHER | OTHER PROBLEM | LEAK | LEAK | LUB | LUBRICATED | Y
STAIR | STAIR | OTHER | OTHER PROBLEM | LEAK | LEAK | NOF | NO FAULT FOUND | Y
STAIR | STAIR | OTHER | OTHER PROBLEM | LEAK | LEAK | OTHER-R | OTHER REMEDY | Y
STAIR | STAIR | OTHER | OTHER PROBLEM | LEAK | LEAK | OVH | OVERHAULED/REBUILT/REFURBISHED | Y
STAIR | STAIR | OTHER | OTHER PROBLEM | LEAK | LEAK | PAINT | PAINTED | Y
STAIR | STAIR | OTHER | OTHER PROBLEM | LEAK | LEAK | PATCH | PATCHED/PAVED | Y
STAIR | STAIR | OTHER | OTHER PROBLEM | LEAK | LEAK | PUMP | PUMPED OUT/EMPTIED | Y
STAIR | STAIR | OTHER | OTHER PROBLEM | LEAK | LEAK | REFILL | REFILLED | Y
STAIR | STAIR | OTHER | OTHER PROBLEM | LEAK | LEAK | REINS | REINSTALLED | Y
STAIR | STAIR | OTHER | OTHER PROBLEM | LEAK | LEAK | REMOVE | REMOVED | Y
STAIR | STAIR | OTHER | OTHER PROBLEM | LEAK | LEAK | REP | REPAIRED/RESTORED/ADJUSTED | Y
STAIR | STAIR | OTHER | OTHER PROBLEM | LEAK | LEAK | RESEAL | RESEALED/REPACKED | Y
STAIR | STAIR | OTHER | OTHER PROBLEM | LEAK | LEAK | RESET | RESET/RESTARTED | Y
STAIR | STAIR | OTHER | OTHER PROBLEM | LEAK | LEAK | REWIRE | REWIRED | Y
STAIR | STAIR | OTHER | OTHER PROBLEM | LEAK | LEAK | RPL | REPLACED | Y
STAIR | STAIR | OTHER | OTHER PROBLEM | LOOSE | LOOSE/MISALIGNED | MOD | MODIFIED | N
STAIR | STAIR | OTHER | OTHER PROBLEM | LOOSE | LOOSE/MISALIGNED | CLEAN | CLEANED | N
STAIR | STAIR | OTHER | OTHER PROBLEM | LOOSE | LOOSE/MISALIGNED | CLOSE | SECURED/CLOSED | N
STAIR | STAIR | OTHER | OTHER PROBLEM | LOOSE | LOOSE/MISALIGNED | CONN | CONNECTED | Y
STAIR | STAIR | OTHER | OTHER PROBLEM | LOOSE | LOOSE/MISALIGNED | DISCONN | DISCONNECTED | Y
STAIR | STAIR | OTHER | OTHER PROBLEM | LOOSE | LOOSE/MISALIGNED | LUB | LUBRICATED | Y
STAIR | STAIR | OTHER | OTHER PROBLEM | LOOSE | LOOSE/MISALIGNED | NOF | NO FAULT FOUND | N
STAIR | STAIR | OTHER | OTHER PROBLEM | LOOSE | LOOSE/MISALIGNED | OTHER-R | OTHER REMEDY | N
STAIR | STAIR | OTHER | OTHER PROBLEM | LOOSE | LOOSE/MISALIGNED | OVH | OVERHAULED/REBUILT/REFURBISHED | N
STAIR | STAIR | OTHER | OTHER PROBLEM | LOOSE | LOOSE/MISALIGNED | PAINT | PAINTED | N
STAIR | STAIR | OTHER | OTHER PROBLEM | LOOSE | LOOSE/MISALIGNED | PATCH | PATCHED/PAVED | Y
STAIR | STAIR | OTHER | OTHER PROBLEM | LOOSE | LOOSE/MISALIGNED | PUMP | PUMPED OUT/EMPTIED | Y
STAIR | STAIR | OTHER | OTHER PROBLEM | LOOSE | LOOSE/MISALIGNED | REFILL | REFILLED | N
STAIR | STAIR | OTHER | OTHER PROBLEM | LOOSE | LOOSE/MISALIGNED | REINS | REINSTALLED | Y
STAIR | STAIR | OTHER | OTHER PROBLEM | LOOSE | LOOSE/MISALIGNED | REMOVE | REMOVED | N
STAIR | STAIR | OTHER | OTHER PROBLEM | LOOSE | LOOSE/MISALIGNED | REP | REPAIRED/RESTORED/ADJUSTED | N
STAIR | STAIR | OTHER | OTHER PROBLEM | LOOSE | LOOSE/MISALIGNED | RESEAL | RESEALED/REPACKED | Y
STAIR | STAIR | OTHER | OTHER PROBLEM | LOOSE | LOOSE/MISALIGNED | RESET | RESET/RESTARTED | Y
STAIR | STAIR | OTHER | OTHER PROBLEM | LOOSE | LOOSE/MISALIGNED | REWIRE | REWIRED | Y
STAIR | STAIR | OTHER | OTHER PROBLEM | LOOSE | LOOSE/MISALIGNED | RPL | REPLACED | N
STAIR | STAIR | OTHER | OTHER PROBLEM | NOCAUSE | NO CAUSE FOUND | MOD | MODIFIED | N
STAIR | STAIR | OTHER | OTHER PROBLEM | NOCAUSE | NO CAUSE FOUND | CLEAN | CLEANED | N
STAIR | STAIR | OTHER | OTHER PROBLEM | NOCAUSE | NO CAUSE FOUND | CLOSE | SECURED/CLOSED | N
STAIR | STAIR | OTHER | OTHER PROBLEM | NOCAUSE | NO CAUSE FOUND | CONN | CONNECTED | Y
STAIR | STAIR | OTHER | OTHER PROBLEM | NOCAUSE | NO CAUSE FOUND | DISCONN | DISCONNECTED | Y
STAIR | STAIR | OTHER | OTHER PROBLEM | NOCAUSE | NO CAUSE FOUND | LUB | LUBRICATED | Y
STAIR | STAIR | OTHER | OTHER PROBLEM | NOCAUSE | NO CAUSE FOUND | NOF | NO FAULT FOUND | N
STAIR | STAIR | OTHER | OTHER PROBLEM | NOCAUSE | NO CAUSE FOUND | OTHER-R | OTHER REMEDY | N
STAIR | STAIR | OTHER | OTHER PROBLEM | NOCAUSE | NO CAUSE FOUND | OVH | OVERHAULED/REBUILT/REFURBISHED | N
STAIR | STAIR | OTHER | OTHER PROBLEM | NOCAUSE | NO CAUSE FOUND | PAINT | PAINTED | N
STAIR | STAIR | OTHER | OTHER PROBLEM | NOCAUSE | NO CAUSE FOUND | PATCH | PATCHED/PAVED | Y
STAIR | STAIR | OTHER | OTHER PROBLEM | NOCAUSE | NO CAUSE FOUND | PUMP | PUMPED OUT/EMPTIED | Y
STAIR | STAIR | OTHER | OTHER PROBLEM | NOCAUSE | NO CAUSE FOUND | REFILL | REFILLED | N
STAIR | STAIR | OTHER | OTHER PROBLEM | NOCAUSE | NO CAUSE FOUND | REINS | REINSTALLED | Y
STAIR | STAIR | OTHER | OTHER PROBLEM | NOCAUSE | NO CAUSE FOUND | REMOVE | REMOVED | N
STAIR | STAIR | OTHER | OTHER PROBLEM | NOCAUSE | NO CAUSE FOUND | REP | REPAIRED/RESTORED/ADJUSTED | N
STAIR | STAIR | OTHER | OTHER PROBLEM | NOCAUSE | NO CAUSE FOUND | RESEAL | RESEALED/REPACKED | Y
STAIR | STAIR | OTHER | OTHER PROBLEM | NOCAUSE | NO CAUSE FOUND | RESET | RESET/RESTARTED | Y
STAIR | STAIR | OTHER | OTHER PROBLEM | NOCAUSE | NO CAUSE FOUND | REWIRE | REWIRED | Y
STAIR | STAIR | OTHER | OTHER PROBLEM | NOCAUSE | NO CAUSE FOUND | RPL | REPLACED | N
STAIR | STAIR | OTHER | OTHER PROBLEM | OBSTR | JAMMED/OBSTRUCTED | MOD | MODIFIED | N
STAIR | STAIR | OTHER | OTHER PROBLEM | OBSTR | JAMMED/OBSTRUCTED | CLEAN | CLEANED | N
STAIR | STAIR | OTHER | OTHER PROBLEM | OBSTR | JAMMED/OBSTRUCTED | CLOSE | SECURED/CLOSED | N
STAIR | STAIR | OTHER | OTHER PROBLEM | OBSTR | JAMMED/OBSTRUCTED | CONN | CONNECTED | Y
STAIR | STAIR | OTHER | OTHER PROBLEM | OBSTR | JAMMED/OBSTRUCTED | DISCONN | DISCONNECTED | Y
STAIR | STAIR | OTHER | OTHER PROBLEM | OBSTR | JAMMED/OBSTRUCTED | LUB | LUBRICATED | Y
STAIR | STAIR | OTHER | OTHER PROBLEM | OBSTR | JAMMED/OBSTRUCTED | NOF | NO FAULT FOUND | N
STAIR | STAIR | OTHER | OTHER PROBLEM | OBSTR | JAMMED/OBSTRUCTED | OTHER-R | OTHER REMEDY | N
STAIR | STAIR | OTHER | OTHER PROBLEM | OBSTR | JAMMED/OBSTRUCTED | OVH | OVERHAULED/REBUILT/REFURBISHED | N
STAIR | STAIR | OTHER | OTHER PROBLEM | OBSTR | JAMMED/OBSTRUCTED | PAINT | PAINTED | N
STAIR | STAIR | OTHER | OTHER PROBLEM | OBSTR | JAMMED/OBSTRUCTED | PATCH | PATCHED/PAVED | Y
STAIR | STAIR | OTHER | OTHER PROBLEM | OBSTR | JAMMED/OBSTRUCTED | PUMP | PUMPED OUT/EMPTIED | Y
STAIR | STAIR | OTHER | OTHER PROBLEM | OBSTR | JAMMED/OBSTRUCTED | REFILL | REFILLED | N
STAIR | STAIR | OTHER | OTHER PROBLEM | OBSTR | JAMMED/OBSTRUCTED | REINS | REINSTALLED | Y
STAIR | STAIR | OTHER | OTHER PROBLEM | OBSTR | JAMMED/OBSTRUCTED | REMOVE | REMOVED | N
STAIR | STAIR | OTHER | OTHER PROBLEM | OBSTR | JAMMED/OBSTRUCTED | REP | REPAIRED/RESTORED/ADJUSTED | N
STAIR | STAIR | OTHER | OTHER PROBLEM | OBSTR | JAMMED/OBSTRUCTED | RESEAL | RESEALED/REPACKED | Y
STAIR | STAIR | OTHER | OTHER PROBLEM | OBSTR | JAMMED/OBSTRUCTED | RESET | RESET/RESTARTED | Y
STAIR | STAIR | OTHER | OTHER PROBLEM | OBSTR | JAMMED/OBSTRUCTED | REWIRE | REWIRED | Y
STAIR | STAIR | OTHER | OTHER PROBLEM | OBSTR | JAMMED/OBSTRUCTED | RPL | REPLACED | N
STAIR | STAIR | OTHER | OTHER PROBLEM | OPSERRMTCERR | OPERATIONS/MAINTENANCE RELATED | MOD | MODIFIED | N
STAIR | STAIR | OTHER | OTHER PROBLEM | OPSERRMTCERR | OPERATIONS/MAINTENANCE RELATED | CLEAN | CLEANED | N
STAIR | STAIR | OTHER | OTHER PROBLEM | OPSERRMTCERR | OPERATIONS/MAINTENANCE RELATED | CLOSE | SECURED/CLOSED | N
STAIR | STAIR | OTHER | OTHER PROBLEM | OPSERRMTCERR | OPERATIONS/MAINTENANCE RELATED | CONN | CONNECTED | Y
STAIR | STAIR | OTHER | OTHER PROBLEM | OPSERRMTCERR | OPERATIONS/MAINTENANCE RELATED | DISCONN | DISCONNECTED | Y
STAIR | STAIR | OTHER | OTHER PROBLEM | OPSERRMTCERR | OPERATIONS/MAINTENANCE RELATED | LUB | LUBRICATED | Y
STAIR | STAIR | OTHER | OTHER PROBLEM | OPSERRMTCERR | OPERATIONS/MAINTENANCE RELATED | NOF | NO FAULT FOUND | N
STAIR | STAIR | OTHER | OTHER PROBLEM | OPSERRMTCERR | OPERATIONS/MAINTENANCE RELATED | OTHER-R | OTHER REMEDY | N
STAIR | STAIR | OTHER | OTHER PROBLEM | OPSERRMTCERR | OPERATIONS/MAINTENANCE RELATED | OVH | OVERHAULED/REBUILT/REFURBISHED | N
STAIR | STAIR | OTHER | OTHER PROBLEM | OPSERRMTCERR | OPERATIONS/MAINTENANCE RELATED | PAINT | PAINTED | N
STAIR | STAIR | OTHER | OTHER PROBLEM | OPSERRMTCERR | OPERATIONS/MAINTENANCE RELATED | PATCH | PATCHED/PAVED | Y
STAIR | STAIR | OTHER | OTHER PROBLEM | OPSERRMTCERR | OPERATIONS/MAINTENANCE RELATED | PUMP | PUMPED OUT/EMPTIED | Y
STAIR | STAIR | OTHER | OTHER PROBLEM | OPSERRMTCERR | OPERATIONS/MAINTENANCE RELATED | REFILL | REFILLED | N
STAIR | STAIR | OTHER | OTHER PROBLEM | OPSERRMTCERR | OPERATIONS/MAINTENANCE RELATED | REINS | REINSTALLED | Y
STAIR | STAIR | OTHER | OTHER PROBLEM | OPSERRMTCERR | OPERATIONS/MAINTENANCE RELATED | REMOVE | REMOVED | N
STAIR | STAIR | OTHER | OTHER PROBLEM | OPSERRMTCERR | OPERATIONS/MAINTENANCE RELATED | REP | REPAIRED/RESTORED/ADJUSTED | N
STAIR | STAIR | OTHER | OTHER PROBLEM | OPSERRMTCERR | OPERATIONS/MAINTENANCE RELATED | RESEAL | RESEALED/REPACKED | Y
STAIR | STAIR | OTHER | OTHER PROBLEM | OPSERRMTCERR | OPERATIONS/MAINTENANCE RELATED | RESET | RESET/RESTARTED | Y
STAIR | STAIR | OTHER | OTHER PROBLEM | OPSERRMTCERR | OPERATIONS/MAINTENANCE RELATED | REWIRE | REWIRED | Y
STAIR | STAIR | OTHER | OTHER PROBLEM | OPSERRMTCERR | OPERATIONS/MAINTENANCE RELATED | RPL | REPLACED | N
STAIR | STAIR | OTHER | OTHER PROBLEM | OTHER-C | OTHER CAUSE | MOD | MODIFIED | N
STAIR | STAIR | OTHER | OTHER PROBLEM | OTHER-C | OTHER CAUSE | CLEAN | CLEANED | N
STAIR | STAIR | OTHER | OTHER PROBLEM | OTHER-C | OTHER CAUSE | CLOSE | SECURED/CLOSED | N
STAIR | STAIR | OTHER | OTHER PROBLEM | OTHER-C | OTHER CAUSE | CONN | CONNECTED | Y
STAIR | STAIR | OTHER | OTHER PROBLEM | OTHER-C | OTHER CAUSE | DISCONN | DISCONNECTED | Y
STAIR | STAIR | OTHER | OTHER PROBLEM | OTHER-C | OTHER CAUSE | LUB | LUBRICATED | Y
STAIR | STAIR | OTHER | OTHER PROBLEM | OTHER-C | OTHER CAUSE | NOF | NO FAULT FOUND | N
STAIR | STAIR | OTHER | OTHER PROBLEM | OTHER-C | OTHER CAUSE | OTHER-R | OTHER REMEDY | N
STAIR | STAIR | OTHER | OTHER PROBLEM | OTHER-C | OTHER CAUSE | OVH | OVERHAULED/REBUILT/REFURBISHED | N
STAIR | STAIR | OTHER | OTHER PROBLEM | OTHER-C | OTHER CAUSE | PAINT | PAINTED | N
STAIR | STAIR | OTHER | OTHER PROBLEM | OTHER-C | OTHER CAUSE | PATCH | PATCHED/PAVED | Y
STAIR | STAIR | OTHER | OTHER PROBLEM | OTHER-C | OTHER CAUSE | PUMP | PUMPED OUT/EMPTIED | Y
STAIR | STAIR | OTHER | OTHER PROBLEM | OTHER-C | OTHER CAUSE | REFILL | REFILLED | N
STAIR | STAIR | OTHER | OTHER PROBLEM | OTHER-C | OTHER CAUSE | REINS | REINSTALLED | Y
STAIR | STAIR | OTHER | OTHER PROBLEM | OTHER-C | OTHER CAUSE | REMOVE | REMOVED | N
STAIR | STAIR | OTHER | OTHER PROBLEM | OTHER-C | OTHER CAUSE | REP | REPAIRED/RESTORED/ADJUSTED | N
STAIR | STAIR | OTHER | OTHER PROBLEM | OTHER-C | OTHER CAUSE | RESEAL | RESEALED/REPACKED | Y
STAIR | STAIR | OTHER | OTHER PROBLEM | OTHER-C | OTHER CAUSE | RESET | RESET/RESTARTED | Y
STAIR | STAIR | OTHER | OTHER PROBLEM | OTHER-C | OTHER CAUSE | REWIRE | REWIRED | Y
STAIR | STAIR | OTHER | OTHER PROBLEM | OTHER-C | OTHER CAUSE | RPL | REPLACED | N
STAIR | STAIR | OTHER | OTHER PROBLEM | POWERSUP | POWER SUPPLY | MOD | MODIFIED | Y
STAIR | STAIR | OTHER | OTHER PROBLEM | POWERSUP | POWER SUPPLY | CLEAN | CLEANED | Y
STAIR | STAIR | OTHER | OTHER PROBLEM | POWERSUP | POWER SUPPLY | CLOSE | SECURED/CLOSED | Y
STAIR | STAIR | OTHER | OTHER PROBLEM | POWERSUP | POWER SUPPLY | CONN | CONNECTED | Y
STAIR | STAIR | OTHER | OTHER PROBLEM | POWERSUP | POWER SUPPLY | DISCONN | DISCONNECTED | Y
STAIR | STAIR | OTHER | OTHER PROBLEM | POWERSUP | POWER SUPPLY | LUB | LUBRICATED | Y
STAIR | STAIR | OTHER | OTHER PROBLEM | POWERSUP | POWER SUPPLY | NOF | NO FAULT FOUND | Y
STAIR | STAIR | OTHER | OTHER PROBLEM | POWERSUP | POWER SUPPLY | OTHER-R | OTHER REMEDY | Y
STAIR | STAIR | OTHER | OTHER PROBLEM | POWERSUP | POWER SUPPLY | OVH | OVERHAULED/REBUILT/REFURBISHED | Y
STAIR | STAIR | OTHER | OTHER PROBLEM | POWERSUP | POWER SUPPLY | PAINT | PAINTED | Y
STAIR | STAIR | OTHER | OTHER PROBLEM | POWERSUP | POWER SUPPLY | PATCH | PATCHED/PAVED | Y
STAIR | STAIR | OTHER | OTHER PROBLEM | POWERSUP | POWER SUPPLY | PUMP | PUMPED OUT/EMPTIED | Y
STAIR | STAIR | OTHER | OTHER PROBLEM | POWERSUP | POWER SUPPLY | REFILL | REFILLED | Y
STAIR | STAIR | OTHER | OTHER PROBLEM | POWERSUP | POWER SUPPLY | REINS | REINSTALLED | Y
STAIR | STAIR | OTHER | OTHER PROBLEM | POWERSUP | POWER SUPPLY | REMOVE | REMOVED | Y
STAIR | STAIR | OTHER | OTHER PROBLEM | POWERSUP | POWER SUPPLY | REP | REPAIRED/RESTORED/ADJUSTED | Y
STAIR | STAIR | OTHER | OTHER PROBLEM | POWERSUP | POWER SUPPLY | RESEAL | RESEALED/REPACKED | Y
STAIR | STAIR | OTHER | OTHER PROBLEM | POWERSUP | POWER SUPPLY | RESET | RESET/RESTARTED | Y
STAIR | STAIR | OTHER | OTHER PROBLEM | POWERSUP | POWER SUPPLY | REWIRE | REWIRED | Y
STAIR | STAIR | OTHER | OTHER PROBLEM | POWERSUP | POWER SUPPLY | RPL | REPLACED | Y
STAIR | STAIR | OTHER | OTHER PROBLEM | SENSOR | FAULTY SENSOR | MOD | MODIFIED | Y
STAIR | STAIR | OTHER | OTHER PROBLEM | SENSOR | FAULTY SENSOR | CLEAN | CLEANED | Y
STAIR | STAIR | OTHER | OTHER PROBLEM | SENSOR | FAULTY SENSOR | CLOSE | SECURED/CLOSED | Y
STAIR | STAIR | OTHER | OTHER PROBLEM | SENSOR | FAULTY SENSOR | CONN | CONNECTED | Y
STAIR | STAIR | OTHER | OTHER PROBLEM | SENSOR | FAULTY SENSOR | DISCONN | DISCONNECTED | Y
STAIR | STAIR | OTHER | OTHER PROBLEM | SENSOR | FAULTY SENSOR | LUB | LUBRICATED | Y
STAIR | STAIR | OTHER | OTHER PROBLEM | SENSOR | FAULTY SENSOR | NOF | NO FAULT FOUND | Y
STAIR | STAIR | OTHER | OTHER PROBLEM | SENSOR | FAULTY SENSOR | OTHER-R | OTHER REMEDY | Y
STAIR | STAIR | OTHER | OTHER PROBLEM | SENSOR | FAULTY SENSOR | OVH | OVERHAULED/REBUILT/REFURBISHED | Y
STAIR | STAIR | OTHER | OTHER PROBLEM | SENSOR | FAULTY SENSOR | PAINT | PAINTED | Y
STAIR | STAIR | OTHER | OTHER PROBLEM | SENSOR | FAULTY SENSOR | PATCH | PATCHED/PAVED | Y
STAIR | STAIR | OTHER | OTHER PROBLEM | SENSOR | FAULTY SENSOR | PUMP | PUMPED OUT/EMPTIED | Y
STAIR | STAIR | OTHER | OTHER PROBLEM | SENSOR | FAULTY SENSOR | REFILL | REFILLED | Y
STAIR | STAIR | OTHER | OTHER PROBLEM | SENSOR | FAULTY SENSOR | REINS | REINSTALLED | Y
STAIR | STAIR | OTHER | OTHER PROBLEM | SENSOR | FAULTY SENSOR | REMOVE | REMOVED | Y
STAIR | STAIR | OTHER | OTHER PROBLEM | SENSOR | FAULTY SENSOR | REP | REPAIRED/RESTORED/ADJUSTED | Y
STAIR | STAIR | OTHER | OTHER PROBLEM | SENSOR | FAULTY SENSOR | RESEAL | RESEALED/REPACKED | Y
STAIR | STAIR | OTHER | OTHER PROBLEM | SENSOR | FAULTY SENSOR | RESET | RESET/RESTARTED | Y
STAIR | STAIR | OTHER | OTHER PROBLEM | SENSOR | FAULTY SENSOR | REWIRE | REWIRED | Y
STAIR | STAIR | OTHER | OTHER PROBLEM | SENSOR | FAULTY SENSOR | RPL | REPLACED | Y

## List to Load
FAILURECLASS | CLASS_DESC | PROBLEM | PROBLEM_DESC | CAUSE | CAUSE_DESC | REMEDY | REMEDY_DESC
STAIR | STAIR | BKN | BROKEN/DAMAGED | CORROSION | RUST/CORROSION | MOD | MODIFIED
STAIR | STAIR | BKN | BROKEN/DAMAGED | CORROSION | RUST/CORROSION | CLEAN | CLEANED
STAIR | STAIR | BKN | BROKEN/DAMAGED | CORROSION | RUST/CORROSION | CLOSE | SECURED/CLOSED
STAIR | STAIR | BKN | BROKEN/DAMAGED | CORROSION | RUST/CORROSION | NOF | NO FAULT FOUND
STAIR | STAIR | BKN | BROKEN/DAMAGED | CORROSION | RUST/CORROSION | OTHER-R | OTHER REMEDY
STAIR | STAIR | BKN | BROKEN/DAMAGED | CORROSION | RUST/CORROSION | OVH | OVERHAULED/REBUILT/REFURBISHED
STAIR | STAIR | BKN | BROKEN/DAMAGED | CORROSION | RUST/CORROSION | PAINT | PAINTED
STAIR | STAIR | BKN | BROKEN/DAMAGED | CORROSION | RUST/CORROSION | REFILL | REFILLED
STAIR | STAIR | BKN | BROKEN/DAMAGED | CORROSION | RUST/CORROSION | REMOVE | REMOVED
STAIR | STAIR | BKN | BROKEN/DAMAGED | CORROSION | RUST/CORROSION | REP | REPAIRED/RESTORED/ADJUSTED
STAIR | STAIR | BKN | BROKEN/DAMAGED | CORROSION | RUST/CORROSION | RPL | REPLACED
STAIR | STAIR | BKN | BROKEN/DAMAGED | DAMAGE | DAMAGED/BROKEN | MOD | MODIFIED
STAIR | STAIR | BKN | BROKEN/DAMAGED | DAMAGE | DAMAGED/BROKEN | CLEAN | CLEANED
STAIR | STAIR | BKN | BROKEN/DAMAGED | DAMAGE | DAMAGED/BROKEN | CLOSE | SECURED/CLOSED
STAIR | STAIR | BKN | BROKEN/DAMAGED | DAMAGE | DAMAGED/BROKEN | NOF | NO FAULT FOUND
STAIR | STAIR | BKN | BROKEN/DAMAGED | DAMAGE | DAMAGED/BROKEN | OTHER-R | OTHER REMEDY
STAIR | STAIR | BKN | BROKEN/DAMAGED | DAMAGE | DAMAGED/BROKEN | OVH | OVERHAULED/REBUILT/REFURBISHED
STAIR | STAIR | BKN | BROKEN/DAMAGED | DAMAGE | DAMAGED/BROKEN | PAINT | PAINTED
STAIR | STAIR | BKN | BROKEN/DAMAGED | DAMAGE | DAMAGED/BROKEN | REFILL | REFILLED
STAIR | STAIR | BKN | BROKEN/DAMAGED | DAMAGE | DAMAGED/BROKEN | REMOVE | REMOVED
STAIR | STAIR | BKN | BROKEN/DAMAGED | DAMAGE | DAMAGED/BROKEN | REP | REPAIRED/RESTORED/ADJUSTED
STAIR | STAIR | BKN | BROKEN/DAMAGED | DAMAGE | DAMAGED/BROKEN | RPL | REPLACED
STAIR | STAIR | BKN | BROKEN/DAMAGED | DESGEN | DESIGN RELATED | MOD | MODIFIED
STAIR | STAIR | BKN | BROKEN/DAMAGED | DESGEN | DESIGN RELATED | CLEAN | CLEANED
STAIR | STAIR | BKN | BROKEN/DAMAGED | DESGEN | DESIGN RELATED | CLOSE | SECURED/CLOSED
STAIR | STAIR | BKN | BROKEN/DAMAGED | DESGEN | DESIGN RELATED | NOF | NO FAULT FOUND
STAIR | STAIR | BKN | BROKEN/DAMAGED | DESGEN | DESIGN RELATED | OTHER-R | OTHER REMEDY
STAIR | STAIR | BKN | BROKEN/DAMAGED | DESGEN | DESIGN RELATED | OVH | OVERHAULED/REBUILT/REFURBISHED
STAIR | STAIR | BKN | BROKEN/DAMAGED | DESGEN | DESIGN RELATED | PAINT | PAINTED
STAIR | STAIR | BKN | BROKEN/DAMAGED | DESGEN | DESIGN RELATED | REFILL | REFILLED
STAIR | STAIR | BKN | BROKEN/DAMAGED | DESGEN | DESIGN RELATED | REMOVE | REMOVED
STAIR | STAIR | BKN | BROKEN/DAMAGED | DESGEN | DESIGN RELATED | REP | REPAIRED/RESTORED/ADJUSTED
STAIR | STAIR | BKN | BROKEN/DAMAGED | DESGEN | DESIGN RELATED | RPL | REPLACED
STAIR | STAIR | BKN | BROKEN/DAMAGED | DIRTY | DIRTY | MOD | MODIFIED
STAIR | STAIR | BKN | BROKEN/DAMAGED | DIRTY | DIRTY | CLEAN | CLEANED
STAIR | STAIR | BKN | BROKEN/DAMAGED | DIRTY | DIRTY | CLOSE | SECURED/CLOSED
STAIR | STAIR | BKN | BROKEN/DAMAGED | DIRTY | DIRTY | NOF | NO FAULT FOUND
STAIR | STAIR | BKN | BROKEN/DAMAGED | DIRTY | DIRTY | OTHER-R | OTHER REMEDY
STAIR | STAIR | BKN | BROKEN/DAMAGED | DIRTY | DIRTY | OVH | OVERHAULED/REBUILT/REFURBISHED
STAIR | STAIR | BKN | BROKEN/DAMAGED | DIRTY | DIRTY | PAINT | PAINTED
STAIR | STAIR | BKN | BROKEN/DAMAGED | DIRTY | DIRTY | REFILL | REFILLED
STAIR | STAIR | BKN | BROKEN/DAMAGED | DIRTY | DIRTY | REMOVE | REMOVED
STAIR | STAIR | BKN | BROKEN/DAMAGED | DIRTY | DIRTY | REP | REPAIRED/RESTORED/ADJUSTED
STAIR | STAIR | BKN | BROKEN/DAMAGED | DIRTY | DIRTY | RPL | REPLACED
STAIR | STAIR | BKN | BROKEN/DAMAGED | EXPWT | EXPECTED WEAR AND TEAR | MOD | MODIFIED
STAIR | STAIR | BKN | BROKEN/DAMAGED | EXPWT | EXPECTED WEAR AND TEAR | CLEAN | CLEANED
STAIR | STAIR | BKN | BROKEN/DAMAGED | EXPWT | EXPECTED WEAR AND TEAR | CLOSE | SECURED/CLOSED
STAIR | STAIR | BKN | BROKEN/DAMAGED | EXPWT | EXPECTED WEAR AND TEAR | NOF | NO FAULT FOUND
STAIR | STAIR | BKN | BROKEN/DAMAGED | EXPWT | EXPECTED WEAR AND TEAR | OTHER-R | OTHER REMEDY
STAIR | STAIR | BKN | BROKEN/DAMAGED | EXPWT | EXPECTED WEAR AND TEAR | OVH | OVERHAULED/REBUILT/REFURBISHED
STAIR | STAIR | BKN | BROKEN/DAMAGED | EXPWT | EXPECTED WEAR AND TEAR | PAINT | PAINTED
STAIR | STAIR | BKN | BROKEN/DAMAGED | EXPWT | EXPECTED WEAR AND TEAR | REFILL | REFILLED
STAIR | STAIR | BKN | BROKEN/DAMAGED | EXPWT | EXPECTED WEAR AND TEAR | REMOVE | REMOVED
STAIR | STAIR | BKN | BROKEN/DAMAGED | EXPWT | EXPECTED WEAR AND TEAR | REP | REPAIRED/RESTORED/ADJUSTED
STAIR | STAIR | BKN | BROKEN/DAMAGED | EXPWT | EXPECTED WEAR AND TEAR | RPL | REPLACED
STAIR | STAIR | BKN | BROKEN/DAMAGED | FABGEN | FABRICATION/INSTALLATION RELATED | MOD | MODIFIED
STAIR | STAIR | BKN | BROKEN/DAMAGED | FABGEN | FABRICATION/INSTALLATION RELATED | CLEAN | CLEANED
STAIR | STAIR | BKN | BROKEN/DAMAGED | FABGEN | FABRICATION/INSTALLATION RELATED | CLOSE | SECURED/CLOSED
STAIR | STAIR | BKN | BROKEN/DAMAGED | FABGEN | FABRICATION/INSTALLATION RELATED | NOF | NO FAULT FOUND
STAIR | STAIR | BKN | BROKEN/DAMAGED | FABGEN | FABRICATION/INSTALLATION RELATED | OTHER-R | OTHER REMEDY
STAIR | STAIR | BKN | BROKEN/DAMAGED | FABGEN | FABRICATION/INSTALLATION RELATED | OVH | OVERHAULED/REBUILT/REFURBISHED
STAIR | STAIR | BKN | BROKEN/DAMAGED | FABGEN | FABRICATION/INSTALLATION RELATED | PAINT | PAINTED
STAIR | STAIR | BKN | BROKEN/DAMAGED | FABGEN | FABRICATION/INSTALLATION RELATED | REFILL | REFILLED
STAIR | STAIR | BKN | BROKEN/DAMAGED | FABGEN | FABRICATION/INSTALLATION RELATED | REMOVE | REMOVED
STAIR | STAIR | BKN | BROKEN/DAMAGED | FABGEN | FABRICATION/INSTALLATION RELATED | REP | REPAIRED/RESTORED/ADJUSTED
STAIR | STAIR | BKN | BROKEN/DAMAGED | FABGEN | FABRICATION/INSTALLATION RELATED | RPL | REPLACED
STAIR | STAIR | BKN | BROKEN/DAMAGED | LOOSE | LOOSE/MISALIGNED | MOD | MODIFIED
STAIR | STAIR | BKN | BROKEN/DAMAGED | LOOSE | LOOSE/MISALIGNED | CLEAN | CLEANED
STAIR | STAIR | BKN | BROKEN/DAMAGED | LOOSE | LOOSE/MISALIGNED | CLOSE | SECURED/CLOSED
STAIR | STAIR | BKN | BROKEN/DAMAGED | LOOSE | LOOSE/MISALIGNED | NOF | NO FAULT FOUND
STAIR | STAIR | BKN | BROKEN/DAMAGED | LOOSE | LOOSE/MISALIGNED | OTHER-R | OTHER REMEDY
STAIR | STAIR | BKN | BROKEN/DAMAGED | LOOSE | LOOSE/MISALIGNED | OVH | OVERHAULED/REBUILT/REFURBISHED
STAIR | STAIR | BKN | BROKEN/DAMAGED | LOOSE | LOOSE/MISALIGNED | PAINT | PAINTED
STAIR | STAIR | BKN | BROKEN/DAMAGED | LOOSE | LOOSE/MISALIGNED | REFILL | REFILLED
STAIR | STAIR | BKN | BROKEN/DAMAGED | LOOSE | LOOSE/MISALIGNED | REMOVE | REMOVED
STAIR | STAIR | BKN | BROKEN/DAMAGED | LOOSE | LOOSE/MISALIGNED | REP | REPAIRED/RESTORED/ADJUSTED
STAIR | STAIR | BKN | BROKEN/DAMAGED | LOOSE | LOOSE/MISALIGNED | RPL | REPLACED
STAIR | STAIR | BKN | BROKEN/DAMAGED | NOCAUSE | NO CAUSE FOUND | MOD | MODIFIED
STAIR | STAIR | BKN | BROKEN/DAMAGED | NOCAUSE | NO CAUSE FOUND | CLEAN | CLEANED
STAIR | STAIR | BKN | BROKEN/DAMAGED | NOCAUSE | NO CAUSE FOUND | CLOSE | SECURED/CLOSED
STAIR | STAIR | BKN | BROKEN/DAMAGED | NOCAUSE | NO CAUSE FOUND | NOF | NO FAULT FOUND
STAIR | STAIR | BKN | BROKEN/DAMAGED | NOCAUSE | NO CAUSE FOUND | OTHER-R | OTHER REMEDY
STAIR | STAIR | BKN | BROKEN/DAMAGED | NOCAUSE | NO CAUSE FOUND | OVH | OVERHAULED/REBUILT/REFURBISHED
STAIR | STAIR | BKN | BROKEN/DAMAGED | NOCAUSE | NO CAUSE FOUND | PAINT | PAINTED
STAIR | STAIR | BKN | BROKEN/DAMAGED | NOCAUSE | NO CAUSE FOUND | REFILL | REFILLED
STAIR | STAIR | BKN | BROKEN/DAMAGED | NOCAUSE | NO CAUSE FOUND | REMOVE | REMOVED
STAIR | STAIR | BKN | BROKEN/DAMAGED | NOCAUSE | NO CAUSE FOUND | REP | REPAIRED/RESTORED/ADJUSTED
STAIR | STAIR | BKN | BROKEN/DAMAGED | NOCAUSE | NO CAUSE FOUND | RPL | REPLACED
STAIR | STAIR | BKN | BROKEN/DAMAGED | OBSTR | JAMMED/OBSTRUCTED | MOD | MODIFIED
STAIR | STAIR | BKN | BROKEN/DAMAGED | OBSTR | JAMMED/OBSTRUCTED | CLEAN | CLEANED
STAIR | STAIR | BKN | BROKEN/DAMAGED | OBSTR | JAMMED/OBSTRUCTED | CLOSE | SECURED/CLOSED
STAIR | STAIR | BKN | BROKEN/DAMAGED | OBSTR | JAMMED/OBSTRUCTED | NOF | NO FAULT FOUND
STAIR | STAIR | BKN | BROKEN/DAMAGED | OBSTR | JAMMED/OBSTRUCTED | OTHER-R | OTHER REMEDY
STAIR | STAIR | BKN | BROKEN/DAMAGED | OBSTR | JAMMED/OBSTRUCTED | OVH | OVERHAULED/REBUILT/REFURBISHED
STAIR | STAIR | BKN | BROKEN/DAMAGED | OBSTR | JAMMED/OBSTRUCTED | PAINT | PAINTED
STAIR | STAIR | BKN | BROKEN/DAMAGED | OBSTR | JAMMED/OBSTRUCTED | REFILL | REFILLED
STAIR | STAIR | BKN | BROKEN/DAMAGED | OBSTR | JAMMED/OBSTRUCTED | REMOVE | REMOVED
STAIR | STAIR | BKN | BROKEN/DAMAGED | OBSTR | JAMMED/OBSTRUCTED | REP | REPAIRED/RESTORED/ADJUSTED
STAIR | STAIR | BKN | BROKEN/DAMAGED | OBSTR | JAMMED/OBSTRUCTED | RPL | REPLACED
STAIR | STAIR | BKN | BROKEN/DAMAGED | OPSERRMTCERR | OPERATIONS/MAINTENANCE RELATED | MOD | MODIFIED
STAIR | STAIR | BKN | BROKEN/DAMAGED | OPSERRMTCERR | OPERATIONS/MAINTENANCE RELATED | CLEAN | CLEANED
STAIR | STAIR | BKN | BROKEN/DAMAGED | OPSERRMTCERR | OPERATIONS/MAINTENANCE RELATED | CLOSE | SECURED/CLOSED
STAIR | STAIR | BKN | BROKEN/DAMAGED | OPSERRMTCERR | OPERATIONS/MAINTENANCE RELATED | NOF | NO FAULT FOUND
STAIR | STAIR | BKN | BROKEN/DAMAGED | OPSERRMTCERR | OPERATIONS/MAINTENANCE RELATED | OTHER-R | OTHER REMEDY
STAIR | STAIR | BKN | BROKEN/DAMAGED | OPSERRMTCERR | OPERATIONS/MAINTENANCE RELATED | OVH | OVERHAULED/REBUILT/REFURBISHED
STAIR | STAIR | BKN | BROKEN/DAMAGED | OPSERRMTCERR | OPERATIONS/MAINTENANCE RELATED | PAINT | PAINTED
STAIR | STAIR | BKN | BROKEN/DAMAGED | OPSERRMTCERR | OPERATIONS/MAINTENANCE RELATED | REFILL | REFILLED
STAIR | STAIR | BKN | BROKEN/DAMAGED | OPSERRMTCERR | OPERATIONS/MAINTENANCE RELATED | REMOVE | REMOVED
STAIR | STAIR | BKN | BROKEN/DAMAGED | OPSERRMTCERR | OPERATIONS/MAINTENANCE RELATED | REP | REPAIRED/RESTORED/ADJUSTED
STAIR | STAIR | BKN | BROKEN/DAMAGED | OPSERRMTCERR | OPERATIONS/MAINTENANCE RELATED | RPL | REPLACED
STAIR | STAIR | BKN | BROKEN/DAMAGED | OTHER-C | OTHER CAUSE | MOD | MODIFIED
STAIR | STAIR | BKN | BROKEN/DAMAGED | OTHER-C | OTHER CAUSE | CLEAN | CLEANED
STAIR | STAIR | BKN | BROKEN/DAMAGED | OTHER-C | OTHER CAUSE | CLOSE | SECURED/CLOSED
STAIR | STAIR | BKN | BROKEN/DAMAGED | OTHER-C | OTHER CAUSE | NOF | NO FAULT FOUND
STAIR | STAIR | BKN | BROKEN/DAMAGED | OTHER-C | OTHER CAUSE | OTHER-R | OTHER REMEDY
STAIR | STAIR | BKN | BROKEN/DAMAGED | OTHER-C | OTHER CAUSE | OVH | OVERHAULED/REBUILT/REFURBISHED
STAIR | STAIR | BKN | BROKEN/DAMAGED | OTHER-C | OTHER CAUSE | PAINT | PAINTED
STAIR | STAIR | BKN | BROKEN/DAMAGED | OTHER-C | OTHER CAUSE | REFILL | REFILLED
STAIR | STAIR | BKN | BROKEN/DAMAGED | OTHER-C | OTHER CAUSE | REMOVE | REMOVED
STAIR | STAIR | BKN | BROKEN/DAMAGED | OTHER-C | OTHER CAUSE | REP | REPAIRED/RESTORED/ADJUSTED
STAIR | STAIR | BKN | BROKEN/DAMAGED | OTHER-C | OTHER CAUSE | RPL | REPLACED
STAIR | STAIR | LIGHTING | LIGHTING | CORROSION | RUST/CORROSION | MOD | MODIFIED
STAIR | STAIR | LIGHTING | LIGHTING | CORROSION | RUST/CORROSION | CLEAN | CLEANED
STAIR | STAIR | LIGHTING | LIGHTING | CORROSION | RUST/CORROSION | CLOSE | SECURED/CLOSED
STAIR | STAIR | LIGHTING | LIGHTING | CORROSION | RUST/CORROSION | NOF | NO FAULT FOUND
STAIR | STAIR | LIGHTING | LIGHTING | CORROSION | RUST/CORROSION | OTHER-R | OTHER REMEDY
STAIR | STAIR | LIGHTING | LIGHTING | CORROSION | RUST/CORROSION | OVH | OVERHAULED/REBUILT/REFURBISHED
STAIR | STAIR | LIGHTING | LIGHTING | CORROSION | RUST/CORROSION | PAINT | PAINTED
STAIR | STAIR | LIGHTING | LIGHTING | CORROSION | RUST/CORROSION | REFILL | REFILLED
STAIR | STAIR | LIGHTING | LIGHTING | CORROSION | RUST/CORROSION | REMOVE | REMOVED
STAIR | STAIR | LIGHTING | LIGHTING | CORROSION | RUST/CORROSION | REP | REPAIRED/RESTORED/ADJUSTED
STAIR | STAIR | LIGHTING | LIGHTING | CORROSION | RUST/CORROSION | RPL | REPLACED
STAIR | STAIR | LIGHTING | LIGHTING | DAMAGE | DAMAGED/BROKEN | MOD | MODIFIED
STAIR | STAIR | LIGHTING | LIGHTING | DAMAGE | DAMAGED/BROKEN | CLEAN | CLEANED
STAIR | STAIR | LIGHTING | LIGHTING | DAMAGE | DAMAGED/BROKEN | CLOSE | SECURED/CLOSED
STAIR | STAIR | LIGHTING | LIGHTING | DAMAGE | DAMAGED/BROKEN | NOF | NO FAULT FOUND
STAIR | STAIR | LIGHTING | LIGHTING | DAMAGE | DAMAGED/BROKEN | OTHER-R | OTHER REMEDY
STAIR | STAIR | LIGHTING | LIGHTING | DAMAGE | DAMAGED/BROKEN | OVH | OVERHAULED/REBUILT/REFURBISHED
STAIR | STAIR | LIGHTING | LIGHTING | DAMAGE | DAMAGED/BROKEN | PAINT | PAINTED
STAIR | STAIR | LIGHTING | LIGHTING | DAMAGE | DAMAGED/BROKEN | REFILL | REFILLED
STAIR | STAIR | LIGHTING | LIGHTING | DAMAGE | DAMAGED/BROKEN | REMOVE | REMOVED
STAIR | STAIR | LIGHTING | LIGHTING | DAMAGE | DAMAGED/BROKEN | REP | REPAIRED/RESTORED/ADJUSTED
STAIR | STAIR | LIGHTING | LIGHTING | DAMAGE | DAMAGED/BROKEN | RPL | REPLACED
STAIR | STAIR | LIGHTING | LIGHTING | DESGEN | DESIGN RELATED | MOD | MODIFIED
STAIR | STAIR | LIGHTING | LIGHTING | DESGEN | DESIGN RELATED | CLEAN | CLEANED
STAIR | STAIR | LIGHTING | LIGHTING | DESGEN | DESIGN RELATED | CLOSE | SECURED/CLOSED
STAIR | STAIR | LIGHTING | LIGHTING | DESGEN | DESIGN RELATED | NOF | NO FAULT FOUND
STAIR | STAIR | LIGHTING | LIGHTING | DESGEN | DESIGN RELATED | OTHER-R | OTHER REMEDY
STAIR | STAIR | LIGHTING | LIGHTING | DESGEN | DESIGN RELATED | OVH | OVERHAULED/REBUILT/REFURBISHED
STAIR | STAIR | LIGHTING | LIGHTING | DESGEN | DESIGN RELATED | PAINT | PAINTED
STAIR | STAIR | LIGHTING | LIGHTING | DESGEN | DESIGN RELATED | REFILL | REFILLED
STAIR | STAIR | LIGHTING | LIGHTING | DESGEN | DESIGN RELATED | REMOVE | REMOVED
STAIR | STAIR | LIGHTING | LIGHTING | DESGEN | DESIGN RELATED | REP | REPAIRED/RESTORED/ADJUSTED
STAIR | STAIR | LIGHTING | LIGHTING | DESGEN | DESIGN RELATED | RPL | REPLACED
STAIR | STAIR | LIGHTING | LIGHTING | DIRTY | DIRTY | MOD | MODIFIED
STAIR | STAIR | LIGHTING | LIGHTING | DIRTY | DIRTY | CLEAN | CLEANED
STAIR | STAIR | LIGHTING | LIGHTING | DIRTY | DIRTY | CLOSE | SECURED/CLOSED
STAIR | STAIR | LIGHTING | LIGHTING | DIRTY | DIRTY | NOF | NO FAULT FOUND
STAIR | STAIR | LIGHTING | LIGHTING | DIRTY | DIRTY | OTHER-R | OTHER REMEDY
STAIR | STAIR | LIGHTING | LIGHTING | DIRTY | DIRTY | OVH | OVERHAULED/REBUILT/REFURBISHED
STAIR | STAIR | LIGHTING | LIGHTING | DIRTY | DIRTY | PAINT | PAINTED
STAIR | STAIR | LIGHTING | LIGHTING | DIRTY | DIRTY | REFILL | REFILLED
STAIR | STAIR | LIGHTING | LIGHTING | DIRTY | DIRTY | REMOVE | REMOVED
STAIR | STAIR | LIGHTING | LIGHTING | DIRTY | DIRTY | REP | REPAIRED/RESTORED/ADJUSTED
STAIR | STAIR | LIGHTING | LIGHTING | DIRTY | DIRTY | RPL | REPLACED
STAIR | STAIR | LIGHTING | LIGHTING | EXPWT | EXPECTED WEAR AND TEAR | MOD | MODIFIED
STAIR | STAIR | LIGHTING | LIGHTING | EXPWT | EXPECTED WEAR AND TEAR | CLEAN | CLEANED
STAIR | STAIR | LIGHTING | LIGHTING | EXPWT | EXPECTED WEAR AND TEAR | CLOSE | SECURED/CLOSED
STAIR | STAIR | LIGHTING | LIGHTING | EXPWT | EXPECTED WEAR AND TEAR | NOF | NO FAULT FOUND
STAIR | STAIR | LIGHTING | LIGHTING | EXPWT | EXPECTED WEAR AND TEAR | OTHER-R | OTHER REMEDY
STAIR | STAIR | LIGHTING | LIGHTING | EXPWT | EXPECTED WEAR AND TEAR | OVH | OVERHAULED/REBUILT/REFURBISHED
STAIR | STAIR | LIGHTING | LIGHTING | EXPWT | EXPECTED WEAR AND TEAR | PAINT | PAINTED
STAIR | STAIR | LIGHTING | LIGHTING | EXPWT | EXPECTED WEAR AND TEAR | REFILL | REFILLED
STAIR | STAIR | LIGHTING | LIGHTING | EXPWT | EXPECTED WEAR AND TEAR | REMOVE | REMOVED
STAIR | STAIR | LIGHTING | LIGHTING | EXPWT | EXPECTED WEAR AND TEAR | REP | REPAIRED/RESTORED/ADJUSTED
STAIR | STAIR | LIGHTING | LIGHTING | EXPWT | EXPECTED WEAR AND TEAR | RPL | REPLACED
STAIR | STAIR | LIGHTING | LIGHTING | FABGEN | FABRICATION/INSTALLATION RELATED | MOD | MODIFIED
STAIR | STAIR | LIGHTING | LIGHTING | FABGEN | FABRICATION/INSTALLATION RELATED | CLEAN | CLEANED
STAIR | STAIR | LIGHTING | LIGHTING | FABGEN | FABRICATION/INSTALLATION RELATED | CLOSE | SECURED/CLOSED
STAIR | STAIR | LIGHTING | LIGHTING | FABGEN | FABRICATION/INSTALLATION RELATED | NOF | NO FAULT FOUND
STAIR | STAIR | LIGHTING | LIGHTING | FABGEN | FABRICATION/INSTALLATION RELATED | OTHER-R | OTHER REMEDY
STAIR | STAIR | LIGHTING | LIGHTING | FABGEN | FABRICATION/INSTALLATION RELATED | OVH | OVERHAULED/REBUILT/REFURBISHED
STAIR | STAIR | LIGHTING | LIGHTING | FABGEN | FABRICATION/INSTALLATION RELATED | PAINT | PAINTED
STAIR | STAIR | LIGHTING | LIGHTING | FABGEN | FABRICATION/INSTALLATION RELATED | REFILL | REFILLED
STAIR | STAIR | LIGHTING | LIGHTING | FABGEN | FABRICATION/INSTALLATION RELATED | REMOVE | REMOVED
STAIR | STAIR | LIGHTING | LIGHTING | FABGEN | FABRICATION/INSTALLATION RELATED | REP | REPAIRED/RESTORED/ADJUSTED
STAIR | STAIR | LIGHTING | LIGHTING | FABGEN | FABRICATION/INSTALLATION RELATED | RPL | REPLACED
STAIR | STAIR | LIGHTING | LIGHTING | LOOSE | LOOSE/MISALIGNED | MOD | MODIFIED
STAIR | STAIR | LIGHTING | LIGHTING | LOOSE | LOOSE/MISALIGNED | CLEAN | CLEANED
STAIR | STAIR | LIGHTING | LIGHTING | LOOSE | LOOSE/MISALIGNED | CLOSE | SECURED/CLOSED
STAIR | STAIR | LIGHTING | LIGHTING | LOOSE | LOOSE/MISALIGNED | NOF | NO FAULT FOUND
STAIR | STAIR | LIGHTING | LIGHTING | LOOSE | LOOSE/MISALIGNED | OTHER-R | OTHER REMEDY
STAIR | STAIR | LIGHTING | LIGHTING | LOOSE | LOOSE/MISALIGNED | OVH | OVERHAULED/REBUILT/REFURBISHED
STAIR | STAIR | LIGHTING | LIGHTING | LOOSE | LOOSE/MISALIGNED | PAINT | PAINTED
STAIR | STAIR | LIGHTING | LIGHTING | LOOSE | LOOSE/MISALIGNED | REFILL | REFILLED
STAIR | STAIR | LIGHTING | LIGHTING | LOOSE | LOOSE/MISALIGNED | REMOVE | REMOVED
STAIR | STAIR | LIGHTING | LIGHTING | LOOSE | LOOSE/MISALIGNED | REP | REPAIRED/RESTORED/ADJUSTED
STAIR | STAIR | LIGHTING | LIGHTING | LOOSE | LOOSE/MISALIGNED | RPL | REPLACED
STAIR | STAIR | LIGHTING | LIGHTING | NOCAUSE | NO CAUSE FOUND | MOD | MODIFIED
STAIR | STAIR | LIGHTING | LIGHTING | NOCAUSE | NO CAUSE FOUND | CLEAN | CLEANED
STAIR | STAIR | LIGHTING | LIGHTING | NOCAUSE | NO CAUSE FOUND | CLOSE | SECURED/CLOSED
STAIR | STAIR | LIGHTING | LIGHTING | NOCAUSE | NO CAUSE FOUND | NOF | NO FAULT FOUND
STAIR | STAIR | LIGHTING | LIGHTING | NOCAUSE | NO CAUSE FOUND | OTHER-R | OTHER REMEDY
STAIR | STAIR | LIGHTING | LIGHTING | NOCAUSE | NO CAUSE FOUND | OVH | OVERHAULED/REBUILT/REFURBISHED
STAIR | STAIR | LIGHTING | LIGHTING | NOCAUSE | NO CAUSE FOUND | PAINT | PAINTED
STAIR | STAIR | LIGHTING | LIGHTING | NOCAUSE | NO CAUSE FOUND | REFILL | REFILLED
STAIR | STAIR | LIGHTING | LIGHTING | NOCAUSE | NO CAUSE FOUND | REMOVE | REMOVED
STAIR | STAIR | LIGHTING | LIGHTING | NOCAUSE | NO CAUSE FOUND | REP | REPAIRED/RESTORED/ADJUSTED
STAIR | STAIR | LIGHTING | LIGHTING | NOCAUSE | NO CAUSE FOUND | RPL | REPLACED
STAIR | STAIR | LIGHTING | LIGHTING | OBSTR | JAMMED/OBSTRUCTED | MOD | MODIFIED
STAIR | STAIR | LIGHTING | LIGHTING | OBSTR | JAMMED/OBSTRUCTED | CLEAN | CLEANED
STAIR | STAIR | LIGHTING | LIGHTING | OBSTR | JAMMED/OBSTRUCTED | CLOSE | SECURED/CLOSED
STAIR | STAIR | LIGHTING | LIGHTING | OBSTR | JAMMED/OBSTRUCTED | NOF | NO FAULT FOUND
STAIR | STAIR | LIGHTING | LIGHTING | OBSTR | JAMMED/OBSTRUCTED | OTHER-R | OTHER REMEDY
STAIR | STAIR | LIGHTING | LIGHTING | OBSTR | JAMMED/OBSTRUCTED | OVH | OVERHAULED/REBUILT/REFURBISHED
STAIR | STAIR | LIGHTING | LIGHTING | OBSTR | JAMMED/OBSTRUCTED | PAINT | PAINTED
STAIR | STAIR | LIGHTING | LIGHTING | OBSTR | JAMMED/OBSTRUCTED | REFILL | REFILLED
STAIR | STAIR | LIGHTING | LIGHTING | OBSTR | JAMMED/OBSTRUCTED | REMOVE | REMOVED
STAIR | STAIR | LIGHTING | LIGHTING | OBSTR | JAMMED/OBSTRUCTED | REP | REPAIRED/RESTORED/ADJUSTED
STAIR | STAIR | LIGHTING | LIGHTING | OBSTR | JAMMED/OBSTRUCTED | RPL | REPLACED
STAIR | STAIR | LIGHTING | LIGHTING | OPSERRMTCERR | OPERATIONS/MAINTENANCE RELATED | MOD | MODIFIED
STAIR | STAIR | LIGHTING | LIGHTING | OPSERRMTCERR | OPERATIONS/MAINTENANCE RELATED | CLEAN | CLEANED
STAIR | STAIR | LIGHTING | LIGHTING | OPSERRMTCERR | OPERATIONS/MAINTENANCE RELATED | CLOSE | SECURED/CLOSED
STAIR | STAIR | LIGHTING | LIGHTING | OPSERRMTCERR | OPERATIONS/MAINTENANCE RELATED | NOF | NO FAULT FOUND
STAIR | STAIR | LIGHTING | LIGHTING | OPSERRMTCERR | OPERATIONS/MAINTENANCE RELATED | OTHER-R | OTHER REMEDY
STAIR | STAIR | LIGHTING | LIGHTING | OPSERRMTCERR | OPERATIONS/MAINTENANCE RELATED | OVH | OVERHAULED/REBUILT/REFURBISHED
STAIR | STAIR | LIGHTING | LIGHTING | OPSERRMTCERR | OPERATIONS/MAINTENANCE RELATED | PAINT | PAINTED
STAIR | STAIR | LIGHTING | LIGHTING | OPSERRMTCERR | OPERATIONS/MAINTENANCE RELATED | REFILL | REFILLED
STAIR | STAIR | LIGHTING | LIGHTING | OPSERRMTCERR | OPERATIONS/MAINTENANCE RELATED | REMOVE | REMOVED
STAIR | STAIR | LIGHTING | LIGHTING | OPSERRMTCERR | OPERATIONS/MAINTENANCE RELATED | REP | REPAIRED/RESTORED/ADJUSTED
STAIR | STAIR | LIGHTING | LIGHTING | OPSERRMTCERR | OPERATIONS/MAINTENANCE RELATED | RPL | REPLACED
STAIR | STAIR | LIGHTING | LIGHTING | OTHER-C | OTHER CAUSE | MOD | MODIFIED
STAIR | STAIR | LIGHTING | LIGHTING | OTHER-C | OTHER CAUSE | CLEAN | CLEANED
STAIR | STAIR | LIGHTING | LIGHTING | OTHER-C | OTHER CAUSE | CLOSE | SECURED/CLOSED
STAIR | STAIR | LIGHTING | LIGHTING | OTHER-C | OTHER CAUSE | NOF | NO FAULT FOUND
STAIR | STAIR | LIGHTING | LIGHTING | OTHER-C | OTHER CAUSE | OTHER-R | OTHER REMEDY
STAIR | STAIR | LIGHTING | LIGHTING | OTHER-C | OTHER CAUSE | OVH | OVERHAULED/REBUILT/REFURBISHED
STAIR | STAIR | LIGHTING | LIGHTING | OTHER-C | OTHER CAUSE | PAINT | PAINTED
STAIR | STAIR | LIGHTING | LIGHTING | OTHER-C | OTHER CAUSE | REFILL | REFILLED
STAIR | STAIR | LIGHTING | LIGHTING | OTHER-C | OTHER CAUSE | REMOVE | REMOVED
STAIR | STAIR | LIGHTING | LIGHTING | OTHER-C | OTHER CAUSE | REP | REPAIRED/RESTORED/ADJUSTED
STAIR | STAIR | LIGHTING | LIGHTING | OTHER-C | OTHER CAUSE | RPL | REPLACED
STAIR | STAIR | OPS | STOPPED/SLOWED/POOR OPS | CORROSION | RUST/CORROSION | MOD | MODIFIED
STAIR | STAIR | OPS | STOPPED/SLOWED/POOR OPS | CORROSION | RUST/CORROSION | CLEAN | CLEANED
STAIR | STAIR | OPS | STOPPED/SLOWED/POOR OPS | CORROSION | RUST/CORROSION | CLOSE | SECURED/CLOSED
STAIR | STAIR | OPS | STOPPED/SLOWED/POOR OPS | CORROSION | RUST/CORROSION | NOF | NO FAULT FOUND
STAIR | STAIR | OPS | STOPPED/SLOWED/POOR OPS | CORROSION | RUST/CORROSION | OTHER-R | OTHER REMEDY
STAIR | STAIR | OPS | STOPPED/SLOWED/POOR OPS | CORROSION | RUST/CORROSION | OVH | OVERHAULED/REBUILT/REFURBISHED
STAIR | STAIR | OPS | STOPPED/SLOWED/POOR OPS | CORROSION | RUST/CORROSION | PAINT | PAINTED
STAIR | STAIR | OPS | STOPPED/SLOWED/POOR OPS | CORROSION | RUST/CORROSION | REFILL | REFILLED
STAIR | STAIR | OPS | STOPPED/SLOWED/POOR OPS | CORROSION | RUST/CORROSION | REMOVE | REMOVED
STAIR | STAIR | OPS | STOPPED/SLOWED/POOR OPS | CORROSION | RUST/CORROSION | REP | REPAIRED/RESTORED/ADJUSTED
STAIR | STAIR | OPS | STOPPED/SLOWED/POOR OPS | CORROSION | RUST/CORROSION | RPL | REPLACED
STAIR | STAIR | OPS | STOPPED/SLOWED/POOR OPS | DAMAGE | DAMAGED/BROKEN | MOD | MODIFIED
STAIR | STAIR | OPS | STOPPED/SLOWED/POOR OPS | DAMAGE | DAMAGED/BROKEN | CLEAN | CLEANED
STAIR | STAIR | OPS | STOPPED/SLOWED/POOR OPS | DAMAGE | DAMAGED/BROKEN | CLOSE | SECURED/CLOSED
STAIR | STAIR | OPS | STOPPED/SLOWED/POOR OPS | DAMAGE | DAMAGED/BROKEN | NOF | NO FAULT FOUND
STAIR | STAIR | OPS | STOPPED/SLOWED/POOR OPS | DAMAGE | DAMAGED/BROKEN | OTHER-R | OTHER REMEDY
STAIR | STAIR | OPS | STOPPED/SLOWED/POOR OPS | DAMAGE | DAMAGED/BROKEN | OVH | OVERHAULED/REBUILT/REFURBISHED
STAIR | STAIR | OPS | STOPPED/SLOWED/POOR OPS | DAMAGE | DAMAGED/BROKEN | PAINT | PAINTED
STAIR | STAIR | OPS | STOPPED/SLOWED/POOR OPS | DAMAGE | DAMAGED/BROKEN | REFILL | REFILLED
STAIR | STAIR | OPS | STOPPED/SLOWED/POOR OPS | DAMAGE | DAMAGED/BROKEN | REMOVE | REMOVED
STAIR | STAIR | OPS | STOPPED/SLOWED/POOR OPS | DAMAGE | DAMAGED/BROKEN | REP | REPAIRED/RESTORED/ADJUSTED
STAIR | STAIR | OPS | STOPPED/SLOWED/POOR OPS | DAMAGE | DAMAGED/BROKEN | RPL | REPLACED
STAIR | STAIR | OPS | STOPPED/SLOWED/POOR OPS | DESGEN | DESIGN RELATED | MOD | MODIFIED
STAIR | STAIR | OPS | STOPPED/SLOWED/POOR OPS | DESGEN | DESIGN RELATED | CLEAN | CLEANED
STAIR | STAIR | OPS | STOPPED/SLOWED/POOR OPS | DESGEN | DESIGN RELATED | CLOSE | SECURED/CLOSED
STAIR | STAIR | OPS | STOPPED/SLOWED/POOR OPS | DESGEN | DESIGN RELATED | NOF | NO FAULT FOUND
STAIR | STAIR | OPS | STOPPED/SLOWED/POOR OPS | DESGEN | DESIGN RELATED | OTHER-R | OTHER REMEDY
STAIR | STAIR | OPS | STOPPED/SLOWED/POOR OPS | DESGEN | DESIGN RELATED | OVH | OVERHAULED/REBUILT/REFURBISHED
STAIR | STAIR | OPS | STOPPED/SLOWED/POOR OPS | DESGEN | DESIGN RELATED | PAINT | PAINTED
STAIR | STAIR | OPS | STOPPED/SLOWED/POOR OPS | DESGEN | DESIGN RELATED | REFILL | REFILLED
STAIR | STAIR | OPS | STOPPED/SLOWED/POOR OPS | DESGEN | DESIGN RELATED | REMOVE | REMOVED
STAIR | STAIR | OPS | STOPPED/SLOWED/POOR OPS | DESGEN | DESIGN RELATED | REP | REPAIRED/RESTORED/ADJUSTED
STAIR | STAIR | OPS | STOPPED/SLOWED/POOR OPS | DESGEN | DESIGN RELATED | RPL | REPLACED
STAIR | STAIR | OPS | STOPPED/SLOWED/POOR OPS | DIRTY | DIRTY | MOD | MODIFIED
STAIR | STAIR | OPS | STOPPED/SLOWED/POOR OPS | DIRTY | DIRTY | CLEAN | CLEANED
STAIR | STAIR | OPS | STOPPED/SLOWED/POOR OPS | DIRTY | DIRTY | CLOSE | SECURED/CLOSED
STAIR | STAIR | OPS | STOPPED/SLOWED/POOR OPS | DIRTY | DIRTY | NOF | NO FAULT FOUND
STAIR | STAIR | OPS | STOPPED/SLOWED/POOR OPS | DIRTY | DIRTY | OTHER-R | OTHER REMEDY
STAIR | STAIR | OPS | STOPPED/SLOWED/POOR OPS | DIRTY | DIRTY | OVH | OVERHAULED/REBUILT/REFURBISHED
STAIR | STAIR | OPS | STOPPED/SLOWED/POOR OPS | DIRTY | DIRTY | PAINT | PAINTED
STAIR | STAIR | OPS | STOPPED/SLOWED/POOR OPS | DIRTY | DIRTY | REFILL | REFILLED
STAIR | STAIR | OPS | STOPPED/SLOWED/POOR OPS | DIRTY | DIRTY | REMOVE | REMOVED
STAIR | STAIR | OPS | STOPPED/SLOWED/POOR OPS | DIRTY | DIRTY | REP | REPAIRED/RESTORED/ADJUSTED
STAIR | STAIR | OPS | STOPPED/SLOWED/POOR OPS | DIRTY | DIRTY | RPL | REPLACED
STAIR | STAIR | OPS | STOPPED/SLOWED/POOR OPS | EXPWT | EXPECTED WEAR AND TEAR | MOD | MODIFIED
STAIR | STAIR | OPS | STOPPED/SLOWED/POOR OPS | EXPWT | EXPECTED WEAR AND TEAR | CLEAN | CLEANED
STAIR | STAIR | OPS | STOPPED/SLOWED/POOR OPS | EXPWT | EXPECTED WEAR AND TEAR | CLOSE | SECURED/CLOSED
STAIR | STAIR | OPS | STOPPED/SLOWED/POOR OPS | EXPWT | EXPECTED WEAR AND TEAR | NOF | NO FAULT FOUND
STAIR | STAIR | OPS | STOPPED/SLOWED/POOR OPS | EXPWT | EXPECTED WEAR AND TEAR | OTHER-R | OTHER REMEDY
STAIR | STAIR | OPS | STOPPED/SLOWED/POOR OPS | EXPWT | EXPECTED WEAR AND TEAR | OVH | OVERHAULED/REBUILT/REFURBISHED
STAIR | STAIR | OPS | STOPPED/SLOWED/POOR OPS | EXPWT | EXPECTED WEAR AND TEAR | PAINT | PAINTED
STAIR | STAIR | OPS | STOPPED/SLOWED/POOR OPS | EXPWT | EXPECTED WEAR AND TEAR | REFILL | REFILLED
STAIR | STAIR | OPS | STOPPED/SLOWED/POOR OPS | EXPWT | EXPECTED WEAR AND TEAR | REMOVE | REMOVED
STAIR | STAIR | OPS | STOPPED/SLOWED/POOR OPS | EXPWT | EXPECTED WEAR AND TEAR | REP | REPAIRED/RESTORED/ADJUSTED
STAIR | STAIR | OPS | STOPPED/SLOWED/POOR OPS | EXPWT | EXPECTED WEAR AND TEAR | RPL | REPLACED
STAIR | STAIR | OPS | STOPPED/SLOWED/POOR OPS | FABGEN | FABRICATION/INSTALLATION RELATED | MOD | MODIFIED
STAIR | STAIR | OPS | STOPPED/SLOWED/POOR OPS | FABGEN | FABRICATION/INSTALLATION RELATED | CLEAN | CLEANED
STAIR | STAIR | OPS | STOPPED/SLOWED/POOR OPS | FABGEN | FABRICATION/INSTALLATION RELATED | CLOSE | SECURED/CLOSED
STAIR | STAIR | OPS | STOPPED/SLOWED/POOR OPS | FABGEN | FABRICATION/INSTALLATION RELATED | NOF | NO FAULT FOUND
STAIR | STAIR | OPS | STOPPED/SLOWED/POOR OPS | FABGEN | FABRICATION/INSTALLATION RELATED | OTHER-R | OTHER REMEDY
STAIR | STAIR | OPS | STOPPED/SLOWED/POOR OPS | FABGEN | FABRICATION/INSTALLATION RELATED | OVH | OVERHAULED/REBUILT/REFURBISHED
STAIR | STAIR | OPS | STOPPED/SLOWED/POOR OPS | FABGEN | FABRICATION/INSTALLATION RELATED | PAINT | PAINTED
STAIR | STAIR | OPS | STOPPED/SLOWED/POOR OPS | FABGEN | FABRICATION/INSTALLATION RELATED | REFILL | REFILLED
STAIR | STAIR | OPS | STOPPED/SLOWED/POOR OPS | FABGEN | FABRICATION/INSTALLATION RELATED | REMOVE | REMOVED
STAIR | STAIR | OPS | STOPPED/SLOWED/POOR OPS | FABGEN | FABRICATION/INSTALLATION RELATED | REP | REPAIRED/RESTORED/ADJUSTED
STAIR | STAIR | OPS | STOPPED/SLOWED/POOR OPS | FABGEN | FABRICATION/INSTALLATION RELATED | RPL | REPLACED
STAIR | STAIR | OPS | STOPPED/SLOWED/POOR OPS | LOOSE | LOOSE/MISALIGNED | MOD | MODIFIED
STAIR | STAIR | OPS | STOPPED/SLOWED/POOR OPS | LOOSE | LOOSE/MISALIGNED | CLEAN | CLEANED
STAIR | STAIR | OPS | STOPPED/SLOWED/POOR OPS | LOOSE | LOOSE/MISALIGNED | CLOSE | SECURED/CLOSED
STAIR | STAIR | OPS | STOPPED/SLOWED/POOR OPS | LOOSE | LOOSE/MISALIGNED | NOF | NO FAULT FOUND
STAIR | STAIR | OPS | STOPPED/SLOWED/POOR OPS | LOOSE | LOOSE/MISALIGNED | OTHER-R | OTHER REMEDY
STAIR | STAIR | OPS | STOPPED/SLOWED/POOR OPS | LOOSE | LOOSE/MISALIGNED | OVH | OVERHAULED/REBUILT/REFURBISHED
STAIR | STAIR | OPS | STOPPED/SLOWED/POOR OPS | LOOSE | LOOSE/MISALIGNED | PAINT | PAINTED
STAIR | STAIR | OPS | STOPPED/SLOWED/POOR OPS | LOOSE | LOOSE/MISALIGNED | REFILL | REFILLED
STAIR | STAIR | OPS | STOPPED/SLOWED/POOR OPS | LOOSE | LOOSE/MISALIGNED | REMOVE | REMOVED
STAIR | STAIR | OPS | STOPPED/SLOWED/POOR OPS | LOOSE | LOOSE/MISALIGNED | REP | REPAIRED/RESTORED/ADJUSTED
STAIR | STAIR | OPS | STOPPED/SLOWED/POOR OPS | LOOSE | LOOSE/MISALIGNED | RPL | REPLACED
STAIR | STAIR | OPS | STOPPED/SLOWED/POOR OPS | NOCAUSE | NO CAUSE FOUND | MOD | MODIFIED
STAIR | STAIR | OPS | STOPPED/SLOWED/POOR OPS | NOCAUSE | NO CAUSE FOUND | CLEAN | CLEANED
STAIR | STAIR | OPS | STOPPED/SLOWED/POOR OPS | NOCAUSE | NO CAUSE FOUND | CLOSE | SECURED/CLOSED
STAIR | STAIR | OPS | STOPPED/SLOWED/POOR OPS | NOCAUSE | NO CAUSE FOUND | NOF | NO FAULT FOUND
STAIR | STAIR | OPS | STOPPED/SLOWED/POOR OPS | NOCAUSE | NO CAUSE FOUND | OTHER-R | OTHER REMEDY
STAIR | STAIR | OPS | STOPPED/SLOWED/POOR OPS | NOCAUSE | NO CAUSE FOUND | OVH | OVERHAULED/REBUILT/REFURBISHED
STAIR | STAIR | OPS | STOPPED/SLOWED/POOR OPS | NOCAUSE | NO CAUSE FOUND | PAINT | PAINTED
STAIR | STAIR | OPS | STOPPED/SLOWED/POOR OPS | NOCAUSE | NO CAUSE FOUND | REFILL | REFILLED
STAIR | STAIR | OPS | STOPPED/SLOWED/POOR OPS | NOCAUSE | NO CAUSE FOUND | REMOVE | REMOVED
STAIR | STAIR | OPS | STOPPED/SLOWED/POOR OPS | NOCAUSE | NO CAUSE FOUND | REP | REPAIRED/RESTORED/ADJUSTED
STAIR | STAIR | OPS | STOPPED/SLOWED/POOR OPS | NOCAUSE | NO CAUSE FOUND | RPL | REPLACED
STAIR | STAIR | OPS | STOPPED/SLOWED/POOR OPS | OBSTR | JAMMED/OBSTRUCTED | MOD | MODIFIED
STAIR | STAIR | OPS | STOPPED/SLOWED/POOR OPS | OBSTR | JAMMED/OBSTRUCTED | CLEAN | CLEANED
STAIR | STAIR | OPS | STOPPED/SLOWED/POOR OPS | OBSTR | JAMMED/OBSTRUCTED | CLOSE | SECURED/CLOSED
STAIR | STAIR | OPS | STOPPED/SLOWED/POOR OPS | OBSTR | JAMMED/OBSTRUCTED | NOF | NO FAULT FOUND
STAIR | STAIR | OPS | STOPPED/SLOWED/POOR OPS | OBSTR | JAMMED/OBSTRUCTED | OTHER-R | OTHER REMEDY
STAIR | STAIR | OPS | STOPPED/SLOWED/POOR OPS | OBSTR | JAMMED/OBSTRUCTED | OVH | OVERHAULED/REBUILT/REFURBISHED
STAIR | STAIR | OPS | STOPPED/SLOWED/POOR OPS | OBSTR | JAMMED/OBSTRUCTED | PAINT | PAINTED
STAIR | STAIR | OPS | STOPPED/SLOWED/POOR OPS | OBSTR | JAMMED/OBSTRUCTED | REFILL | REFILLED
STAIR | STAIR | OPS | STOPPED/SLOWED/POOR OPS | OBSTR | JAMMED/OBSTRUCTED | REMOVE | REMOVED
STAIR | STAIR | OPS | STOPPED/SLOWED/POOR OPS | OBSTR | JAMMED/OBSTRUCTED | REP | REPAIRED/RESTORED/ADJUSTED
STAIR | STAIR | OPS | STOPPED/SLOWED/POOR OPS | OBSTR | JAMMED/OBSTRUCTED | RPL | REPLACED
STAIR | STAIR | OPS | STOPPED/SLOWED/POOR OPS | OPSERRMTCERR | OPERATIONS/MAINTENANCE RELATED | MOD | MODIFIED
STAIR | STAIR | OPS | STOPPED/SLOWED/POOR OPS | OPSERRMTCERR | OPERATIONS/MAINTENANCE RELATED | CLEAN | CLEANED
STAIR | STAIR | OPS | STOPPED/SLOWED/POOR OPS | OPSERRMTCERR | OPERATIONS/MAINTENANCE RELATED | CLOSE | SECURED/CLOSED
STAIR | STAIR | OPS | STOPPED/SLOWED/POOR OPS | OPSERRMTCERR | OPERATIONS/MAINTENANCE RELATED | NOF | NO FAULT FOUND
STAIR | STAIR | OPS | STOPPED/SLOWED/POOR OPS | OPSERRMTCERR | OPERATIONS/MAINTENANCE RELATED | OTHER-R | OTHER REMEDY
STAIR | STAIR | OPS | STOPPED/SLOWED/POOR OPS | OPSERRMTCERR | OPERATIONS/MAINTENANCE RELATED | OVH | OVERHAULED/REBUILT/REFURBISHED
STAIR | STAIR | OPS | STOPPED/SLOWED/POOR OPS | OPSERRMTCERR | OPERATIONS/MAINTENANCE RELATED | PAINT | PAINTED
STAIR | STAIR | OPS | STOPPED/SLOWED/POOR OPS | OPSERRMTCERR | OPERATIONS/MAINTENANCE RELATED | REFILL | REFILLED
STAIR | STAIR | OPS | STOPPED/SLOWED/POOR OPS | OPSERRMTCERR | OPERATIONS/MAINTENANCE RELATED | REMOVE | REMOVED
STAIR | STAIR | OPS | STOPPED/SLOWED/POOR OPS | OPSERRMTCERR | OPERATIONS/MAINTENANCE RELATED | REP | REPAIRED/RESTORED/ADJUSTED
STAIR | STAIR | OPS | STOPPED/SLOWED/POOR OPS | OPSERRMTCERR | OPERATIONS/MAINTENANCE RELATED | RPL | REPLACED
STAIR | STAIR | OPS | STOPPED/SLOWED/POOR OPS | OTHER-C | OTHER CAUSE | MOD | MODIFIED
STAIR | STAIR | OPS | STOPPED/SLOWED/POOR OPS | OTHER-C | OTHER CAUSE | CLEAN | CLEANED
STAIR | STAIR | OPS | STOPPED/SLOWED/POOR OPS | OTHER-C | OTHER CAUSE | CLOSE | SECURED/CLOSED
STAIR | STAIR | OPS | STOPPED/SLOWED/POOR OPS | OTHER-C | OTHER CAUSE | NOF | NO FAULT FOUND
STAIR | STAIR | OPS | STOPPED/SLOWED/POOR OPS | OTHER-C | OTHER CAUSE | OTHER-R | OTHER REMEDY
STAIR | STAIR | OPS | STOPPED/SLOWED/POOR OPS | OTHER-C | OTHER CAUSE | OVH | OVERHAULED/REBUILT/REFURBISHED
STAIR | STAIR | OPS | STOPPED/SLOWED/POOR OPS | OTHER-C | OTHER CAUSE | PAINT | PAINTED
STAIR | STAIR | OPS | STOPPED/SLOWED/POOR OPS | OTHER-C | OTHER CAUSE | REFILL | REFILLED
STAIR | STAIR | OPS | STOPPED/SLOWED/POOR OPS | OTHER-C | OTHER CAUSE | REMOVE | REMOVED
STAIR | STAIR | OPS | STOPPED/SLOWED/POOR OPS | OTHER-C | OTHER CAUSE | REP | REPAIRED/RESTORED/ADJUSTED
STAIR | STAIR | OPS | STOPPED/SLOWED/POOR OPS | OTHER-C | OTHER CAUSE | RPL | REPLACED
STAIR | STAIR | PESTS | PESTS | CORROSION | RUST/CORROSION | MOD | MODIFIED
STAIR | STAIR | PESTS | PESTS | CORROSION | RUST/CORROSION | CLEAN | CLEANED
STAIR | STAIR | PESTS | PESTS | CORROSION | RUST/CORROSION | CLOSE | SECURED/CLOSED
STAIR | STAIR | PESTS | PESTS | CORROSION | RUST/CORROSION | NOF | NO FAULT FOUND
STAIR | STAIR | PESTS | PESTS | CORROSION | RUST/CORROSION | OTHER-R | OTHER REMEDY
STAIR | STAIR | PESTS | PESTS | CORROSION | RUST/CORROSION | OVH | OVERHAULED/REBUILT/REFURBISHED
STAIR | STAIR | PESTS | PESTS | CORROSION | RUST/CORROSION | PAINT | PAINTED
STAIR | STAIR | PESTS | PESTS | CORROSION | RUST/CORROSION | REFILL | REFILLED
STAIR | STAIR | PESTS | PESTS | CORROSION | RUST/CORROSION | REMOVE | REMOVED
STAIR | STAIR | PESTS | PESTS | CORROSION | RUST/CORROSION | REP | REPAIRED/RESTORED/ADJUSTED
STAIR | STAIR | PESTS | PESTS | CORROSION | RUST/CORROSION | RPL | REPLACED
STAIR | STAIR | PESTS | PESTS | DAMAGE | DAMAGED/BROKEN | MOD | MODIFIED
STAIR | STAIR | PESTS | PESTS | DAMAGE | DAMAGED/BROKEN | CLEAN | CLEANED
STAIR | STAIR | PESTS | PESTS | DAMAGE | DAMAGED/BROKEN | CLOSE | SECURED/CLOSED
STAIR | STAIR | PESTS | PESTS | DAMAGE | DAMAGED/BROKEN | NOF | NO FAULT FOUND
STAIR | STAIR | PESTS | PESTS | DAMAGE | DAMAGED/BROKEN | OTHER-R | OTHER REMEDY
STAIR | STAIR | PESTS | PESTS | DAMAGE | DAMAGED/BROKEN | OVH | OVERHAULED/REBUILT/REFURBISHED
STAIR | STAIR | PESTS | PESTS | DAMAGE | DAMAGED/BROKEN | PAINT | PAINTED
STAIR | STAIR | PESTS | PESTS | DAMAGE | DAMAGED/BROKEN | REFILL | REFILLED
STAIR | STAIR | PESTS | PESTS | DAMAGE | DAMAGED/BROKEN | REMOVE | REMOVED
STAIR | STAIR | PESTS | PESTS | DAMAGE | DAMAGED/BROKEN | REP | REPAIRED/RESTORED/ADJUSTED
STAIR | STAIR | PESTS | PESTS | DAMAGE | DAMAGED/BROKEN | RPL | REPLACED
STAIR | STAIR | PESTS | PESTS | DESGEN | DESIGN RELATED | MOD | MODIFIED
STAIR | STAIR | PESTS | PESTS | DESGEN | DESIGN RELATED | CLEAN | CLEANED
STAIR | STAIR | PESTS | PESTS | DESGEN | DESIGN RELATED | CLOSE | SECURED/CLOSED
STAIR | STAIR | PESTS | PESTS | DESGEN | DESIGN RELATED | NOF | NO FAULT FOUND
STAIR | STAIR | PESTS | PESTS | DESGEN | DESIGN RELATED | OTHER-R | OTHER REMEDY
STAIR | STAIR | PESTS | PESTS | DESGEN | DESIGN RELATED | OVH | OVERHAULED/REBUILT/REFURBISHED
STAIR | STAIR | PESTS | PESTS | DESGEN | DESIGN RELATED | PAINT | PAINTED
STAIR | STAIR | PESTS | PESTS | DESGEN | DESIGN RELATED | REFILL | REFILLED
STAIR | STAIR | PESTS | PESTS | DESGEN | DESIGN RELATED | REMOVE | REMOVED
STAIR | STAIR | PESTS | PESTS | DESGEN | DESIGN RELATED | REP | REPAIRED/RESTORED/ADJUSTED
STAIR | STAIR | PESTS | PESTS | DESGEN | DESIGN RELATED | RPL | REPLACED
STAIR | STAIR | PESTS | PESTS | DIRTY | DIRTY | MOD | MODIFIED
STAIR | STAIR | PESTS | PESTS | DIRTY | DIRTY | CLEAN | CLEANED
STAIR | STAIR | PESTS | PESTS | DIRTY | DIRTY | CLOSE | SECURED/CLOSED
STAIR | STAIR | PESTS | PESTS | DIRTY | DIRTY | NOF | NO FAULT FOUND
STAIR | STAIR | PESTS | PESTS | DIRTY | DIRTY | OTHER-R | OTHER REMEDY
STAIR | STAIR | PESTS | PESTS | DIRTY | DIRTY | OVH | OVERHAULED/REBUILT/REFURBISHED
STAIR | STAIR | PESTS | PESTS | DIRTY | DIRTY | PAINT | PAINTED
STAIR | STAIR | PESTS | PESTS | DIRTY | DIRTY | REFILL | REFILLED
STAIR | STAIR | PESTS | PESTS | DIRTY | DIRTY | REMOVE | REMOVED
STAIR | STAIR | PESTS | PESTS | DIRTY | DIRTY | REP | REPAIRED/RESTORED/ADJUSTED
STAIR | STAIR | PESTS | PESTS | DIRTY | DIRTY | RPL | REPLACED
STAIR | STAIR | PESTS | PESTS | EXPWT | EXPECTED WEAR AND TEAR | MOD | MODIFIED
STAIR | STAIR | PESTS | PESTS | EXPWT | EXPECTED WEAR AND TEAR | CLEAN | CLEANED
STAIR | STAIR | PESTS | PESTS | EXPWT | EXPECTED WEAR AND TEAR | CLOSE | SECURED/CLOSED
STAIR | STAIR | PESTS | PESTS | EXPWT | EXPECTED WEAR AND TEAR | NOF | NO FAULT FOUND
STAIR | STAIR | PESTS | PESTS | EXPWT | EXPECTED WEAR AND TEAR | OTHER-R | OTHER REMEDY
STAIR | STAIR | PESTS | PESTS | EXPWT | EXPECTED WEAR AND TEAR | OVH | OVERHAULED/REBUILT/REFURBISHED
STAIR | STAIR | PESTS | PESTS | EXPWT | EXPECTED WEAR AND TEAR | PAINT | PAINTED
STAIR | STAIR | PESTS | PESTS | EXPWT | EXPECTED WEAR AND TEAR | REFILL | REFILLED
STAIR | STAIR | PESTS | PESTS | EXPWT | EXPECTED WEAR AND TEAR | REMOVE | REMOVED
STAIR | STAIR | PESTS | PESTS | EXPWT | EXPECTED WEAR AND TEAR | REP | REPAIRED/RESTORED/ADJUSTED
STAIR | STAIR | PESTS | PESTS | EXPWT | EXPECTED WEAR AND TEAR | RPL | REPLACED
STAIR | STAIR | PESTS | PESTS | FABGEN | FABRICATION/INSTALLATION RELATED | MOD | MODIFIED
STAIR | STAIR | PESTS | PESTS | FABGEN | FABRICATION/INSTALLATION RELATED | CLEAN | CLEANED
STAIR | STAIR | PESTS | PESTS | FABGEN | FABRICATION/INSTALLATION RELATED | CLOSE | SECURED/CLOSED
STAIR | STAIR | PESTS | PESTS | FABGEN | FABRICATION/INSTALLATION RELATED | NOF | NO FAULT FOUND
STAIR | STAIR | PESTS | PESTS | FABGEN | FABRICATION/INSTALLATION RELATED | OTHER-R | OTHER REMEDY
STAIR | STAIR | PESTS | PESTS | FABGEN | FABRICATION/INSTALLATION RELATED | OVH | OVERHAULED/REBUILT/REFURBISHED
STAIR | STAIR | PESTS | PESTS | FABGEN | FABRICATION/INSTALLATION RELATED | PAINT | PAINTED
STAIR | STAIR | PESTS | PESTS | FABGEN | FABRICATION/INSTALLATION RELATED | REFILL | REFILLED
STAIR | STAIR | PESTS | PESTS | FABGEN | FABRICATION/INSTALLATION RELATED | REMOVE | REMOVED
STAIR | STAIR | PESTS | PESTS | FABGEN | FABRICATION/INSTALLATION RELATED | REP | REPAIRED/RESTORED/ADJUSTED
STAIR | STAIR | PESTS | PESTS | FABGEN | FABRICATION/INSTALLATION RELATED | RPL | REPLACED
STAIR | STAIR | PESTS | PESTS | LOOSE | LOOSE/MISALIGNED | MOD | MODIFIED
STAIR | STAIR | PESTS | PESTS | LOOSE | LOOSE/MISALIGNED | CLEAN | CLEANED
STAIR | STAIR | PESTS | PESTS | LOOSE | LOOSE/MISALIGNED | CLOSE | SECURED/CLOSED
STAIR | STAIR | PESTS | PESTS | LOOSE | LOOSE/MISALIGNED | NOF | NO FAULT FOUND
STAIR | STAIR | PESTS | PESTS | LOOSE | LOOSE/MISALIGNED | OTHER-R | OTHER REMEDY
STAIR | STAIR | PESTS | PESTS | LOOSE | LOOSE/MISALIGNED | OVH | OVERHAULED/REBUILT/REFURBISHED
STAIR | STAIR | PESTS | PESTS | LOOSE | LOOSE/MISALIGNED | PAINT | PAINTED
STAIR | STAIR | PESTS | PESTS | LOOSE | LOOSE/MISALIGNED | REFILL | REFILLED
STAIR | STAIR | PESTS | PESTS | LOOSE | LOOSE/MISALIGNED | REMOVE | REMOVED
STAIR | STAIR | PESTS | PESTS | LOOSE | LOOSE/MISALIGNED | REP | REPAIRED/RESTORED/ADJUSTED
STAIR | STAIR | PESTS | PESTS | LOOSE | LOOSE/MISALIGNED | RPL | REPLACED
STAIR | STAIR | PESTS | PESTS | NOCAUSE | NO CAUSE FOUND | MOD | MODIFIED
STAIR | STAIR | PESTS | PESTS | NOCAUSE | NO CAUSE FOUND | CLEAN | CLEANED
STAIR | STAIR | PESTS | PESTS | NOCAUSE | NO CAUSE FOUND | CLOSE | SECURED/CLOSED
STAIR | STAIR | PESTS | PESTS | NOCAUSE | NO CAUSE FOUND | NOF | NO FAULT FOUND
STAIR | STAIR | PESTS | PESTS | NOCAUSE | NO CAUSE FOUND | OTHER-R | OTHER REMEDY
STAIR | STAIR | PESTS | PESTS | NOCAUSE | NO CAUSE FOUND | OVH | OVERHAULED/REBUILT/REFURBISHED
STAIR | STAIR | PESTS | PESTS | NOCAUSE | NO CAUSE FOUND | PAINT | PAINTED
STAIR | STAIR | PESTS | PESTS | NOCAUSE | NO CAUSE FOUND | REFILL | REFILLED
STAIR | STAIR | PESTS | PESTS | NOCAUSE | NO CAUSE FOUND | REMOVE | REMOVED
STAIR | STAIR | PESTS | PESTS | NOCAUSE | NO CAUSE FOUND | REP | REPAIRED/RESTORED/ADJUSTED
STAIR | STAIR | PESTS | PESTS | NOCAUSE | NO CAUSE FOUND | RPL | REPLACED
STAIR | STAIR | PESTS | PESTS | OBSTR | JAMMED/OBSTRUCTED | MOD | MODIFIED
STAIR | STAIR | PESTS | PESTS | OBSTR | JAMMED/OBSTRUCTED | CLEAN | CLEANED
STAIR | STAIR | PESTS | PESTS | OBSTR | JAMMED/OBSTRUCTED | CLOSE | SECURED/CLOSED
STAIR | STAIR | PESTS | PESTS | OBSTR | JAMMED/OBSTRUCTED | NOF | NO FAULT FOUND
STAIR | STAIR | PESTS | PESTS | OBSTR | JAMMED/OBSTRUCTED | OTHER-R | OTHER REMEDY
STAIR | STAIR | PESTS | PESTS | OBSTR | JAMMED/OBSTRUCTED | OVH | OVERHAULED/REBUILT/REFURBISHED
STAIR | STAIR | PESTS | PESTS | OBSTR | JAMMED/OBSTRUCTED | PAINT | PAINTED
STAIR | STAIR | PESTS | PESTS | OBSTR | JAMMED/OBSTRUCTED | REFILL | REFILLED
STAIR | STAIR | PESTS | PESTS | OBSTR | JAMMED/OBSTRUCTED | REMOVE | REMOVED
STAIR | STAIR | PESTS | PESTS | OBSTR | JAMMED/OBSTRUCTED | REP | REPAIRED/RESTORED/ADJUSTED
STAIR | STAIR | PESTS | PESTS | OBSTR | JAMMED/OBSTRUCTED | RPL | REPLACED
STAIR | STAIR | PESTS | PESTS | OPSERRMTCERR | OPERATIONS/MAINTENANCE RELATED | MOD | MODIFIED
STAIR | STAIR | PESTS | PESTS | OPSERRMTCERR | OPERATIONS/MAINTENANCE RELATED | CLEAN | CLEANED
STAIR | STAIR | PESTS | PESTS | OPSERRMTCERR | OPERATIONS/MAINTENANCE RELATED | CLOSE | SECURED/CLOSED
STAIR | STAIR | PESTS | PESTS | OPSERRMTCERR | OPERATIONS/MAINTENANCE RELATED | NOF | NO FAULT FOUND
STAIR | STAIR | PESTS | PESTS | OPSERRMTCERR | OPERATIONS/MAINTENANCE RELATED | OTHER-R | OTHER REMEDY
STAIR | STAIR | PESTS | PESTS | OPSERRMTCERR | OPERATIONS/MAINTENANCE RELATED | OVH | OVERHAULED/REBUILT/REFURBISHED
STAIR | STAIR | PESTS | PESTS | OPSERRMTCERR | OPERATIONS/MAINTENANCE RELATED | PAINT | PAINTED
STAIR | STAIR | PESTS | PESTS | OPSERRMTCERR | OPERATIONS/MAINTENANCE RELATED | REFILL | REFILLED
STAIR | STAIR | PESTS | PESTS | OPSERRMTCERR | OPERATIONS/MAINTENANCE RELATED | REMOVE | REMOVED
STAIR | STAIR | PESTS | PESTS | OPSERRMTCERR | OPERATIONS/MAINTENANCE RELATED | REP | REPAIRED/RESTORED/ADJUSTED
STAIR | STAIR | PESTS | PESTS | OPSERRMTCERR | OPERATIONS/MAINTENANCE RELATED | RPL | REPLACED
STAIR | STAIR | PESTS | PESTS | OTHER-C | OTHER CAUSE | MOD | MODIFIED
STAIR | STAIR | PESTS | PESTS | OTHER-C | OTHER CAUSE | CLEAN | CLEANED
STAIR | STAIR | PESTS | PESTS | OTHER-C | OTHER CAUSE | CLOSE | SECURED/CLOSED
STAIR | STAIR | PESTS | PESTS | OTHER-C | OTHER CAUSE | NOF | NO FAULT FOUND
STAIR | STAIR | PESTS | PESTS | OTHER-C | OTHER CAUSE | OTHER-R | OTHER REMEDY
STAIR | STAIR | PESTS | PESTS | OTHER-C | OTHER CAUSE | OVH | OVERHAULED/REBUILT/REFURBISHED
STAIR | STAIR | PESTS | PESTS | OTHER-C | OTHER CAUSE | PAINT | PAINTED
STAIR | STAIR | PESTS | PESTS | OTHER-C | OTHER CAUSE | REFILL | REFILLED
STAIR | STAIR | PESTS | PESTS | OTHER-C | OTHER CAUSE | REMOVE | REMOVED
STAIR | STAIR | PESTS | PESTS | OTHER-C | OTHER CAUSE | REP | REPAIRED/RESTORED/ADJUSTED
STAIR | STAIR | PESTS | PESTS | OTHER-C | OTHER CAUSE | RPL | REPLACED
STAIR | STAIR | TEMP | TEMP-CTRL | CORROSION | RUST/CORROSION | MOD | MODIFIED
STAIR | STAIR | TEMP | TEMP-CTRL | CORROSION | RUST/CORROSION | CLEAN | CLEANED
STAIR | STAIR | TEMP | TEMP-CTRL | CORROSION | RUST/CORROSION | CLOSE | SECURED/CLOSED
STAIR | STAIR | TEMP | TEMP-CTRL | CORROSION | RUST/CORROSION | NOF | NO FAULT FOUND
STAIR | STAIR | TEMP | TEMP-CTRL | CORROSION | RUST/CORROSION | OTHER-R | OTHER REMEDY
STAIR | STAIR | TEMP | TEMP-CTRL | CORROSION | RUST/CORROSION | OVH | OVERHAULED/REBUILT/REFURBISHED
STAIR | STAIR | TEMP | TEMP-CTRL | CORROSION | RUST/CORROSION | PAINT | PAINTED
STAIR | STAIR | TEMP | TEMP-CTRL | CORROSION | RUST/CORROSION | REFILL | REFILLED
STAIR | STAIR | TEMP | TEMP-CTRL | CORROSION | RUST/CORROSION | REMOVE | REMOVED
STAIR | STAIR | TEMP | TEMP-CTRL | CORROSION | RUST/CORROSION | REP | REPAIRED/RESTORED/ADJUSTED
STAIR | STAIR | TEMP | TEMP-CTRL | CORROSION | RUST/CORROSION | RPL | REPLACED
STAIR | STAIR | TEMP | TEMP-CTRL | DAMAGE | DAMAGED/BROKEN | MOD | MODIFIED
STAIR | STAIR | TEMP | TEMP-CTRL | DAMAGE | DAMAGED/BROKEN | CLEAN | CLEANED
STAIR | STAIR | TEMP | TEMP-CTRL | DAMAGE | DAMAGED/BROKEN | CLOSE | SECURED/CLOSED
STAIR | STAIR | TEMP | TEMP-CTRL | DAMAGE | DAMAGED/BROKEN | NOF | NO FAULT FOUND
STAIR | STAIR | TEMP | TEMP-CTRL | DAMAGE | DAMAGED/BROKEN | OTHER-R | OTHER REMEDY
STAIR | STAIR | TEMP | TEMP-CTRL | DAMAGE | DAMAGED/BROKEN | OVH | OVERHAULED/REBUILT/REFURBISHED
STAIR | STAIR | TEMP | TEMP-CTRL | DAMAGE | DAMAGED/BROKEN | PAINT | PAINTED
STAIR | STAIR | TEMP | TEMP-CTRL | DAMAGE | DAMAGED/BROKEN | REFILL | REFILLED
STAIR | STAIR | TEMP | TEMP-CTRL | DAMAGE | DAMAGED/BROKEN | REMOVE | REMOVED
STAIR | STAIR | TEMP | TEMP-CTRL | DAMAGE | DAMAGED/BROKEN | REP | REPAIRED/RESTORED/ADJUSTED
STAIR | STAIR | TEMP | TEMP-CTRL | DAMAGE | DAMAGED/BROKEN | RPL | REPLACED
STAIR | STAIR | TEMP | TEMP-CTRL | DESGEN | DESIGN RELATED | MOD | MODIFIED
STAIR | STAIR | TEMP | TEMP-CTRL | DESGEN | DESIGN RELATED | CLEAN | CLEANED
STAIR | STAIR | TEMP | TEMP-CTRL | DESGEN | DESIGN RELATED | CLOSE | SECURED/CLOSED
STAIR | STAIR | TEMP | TEMP-CTRL | DESGEN | DESIGN RELATED | NOF | NO FAULT FOUND
STAIR | STAIR | TEMP | TEMP-CTRL | DESGEN | DESIGN RELATED | OTHER-R | OTHER REMEDY
STAIR | STAIR | TEMP | TEMP-CTRL | DESGEN | DESIGN RELATED | OVH | OVERHAULED/REBUILT/REFURBISHED
STAIR | STAIR | TEMP | TEMP-CTRL | DESGEN | DESIGN RELATED | PAINT | PAINTED
STAIR | STAIR | TEMP | TEMP-CTRL | DESGEN | DESIGN RELATED | REFILL | REFILLED
STAIR | STAIR | TEMP | TEMP-CTRL | DESGEN | DESIGN RELATED | REMOVE | REMOVED
STAIR | STAIR | TEMP | TEMP-CTRL | DESGEN | DESIGN RELATED | REP | REPAIRED/RESTORED/ADJUSTED
STAIR | STAIR | TEMP | TEMP-CTRL | DESGEN | DESIGN RELATED | RPL | REPLACED
STAIR | STAIR | TEMP | TEMP-CTRL | DIRTY | DIRTY | MOD | MODIFIED
STAIR | STAIR | TEMP | TEMP-CTRL | DIRTY | DIRTY | CLEAN | CLEANED
STAIR | STAIR | TEMP | TEMP-CTRL | DIRTY | DIRTY | CLOSE | SECURED/CLOSED
STAIR | STAIR | TEMP | TEMP-CTRL | DIRTY | DIRTY | NOF | NO FAULT FOUND
STAIR | STAIR | TEMP | TEMP-CTRL | DIRTY | DIRTY | OTHER-R | OTHER REMEDY
STAIR | STAIR | TEMP | TEMP-CTRL | DIRTY | DIRTY | OVH | OVERHAULED/REBUILT/REFURBISHED
STAIR | STAIR | TEMP | TEMP-CTRL | DIRTY | DIRTY | PAINT | PAINTED
STAIR | STAIR | TEMP | TEMP-CTRL | DIRTY | DIRTY | REFILL | REFILLED
STAIR | STAIR | TEMP | TEMP-CTRL | DIRTY | DIRTY | REMOVE | REMOVED
STAIR | STAIR | TEMP | TEMP-CTRL | DIRTY | DIRTY | REP | REPAIRED/RESTORED/ADJUSTED
STAIR | STAIR | TEMP | TEMP-CTRL | DIRTY | DIRTY | RPL | REPLACED
STAIR | STAIR | TEMP | TEMP-CTRL | EXPWT | EXPECTED WEAR AND TEAR | MOD | MODIFIED
STAIR | STAIR | TEMP | TEMP-CTRL | EXPWT | EXPECTED WEAR AND TEAR | CLEAN | CLEANED
STAIR | STAIR | TEMP | TEMP-CTRL | EXPWT | EXPECTED WEAR AND TEAR | CLOSE | SECURED/CLOSED
STAIR | STAIR | TEMP | TEMP-CTRL | EXPWT | EXPECTED WEAR AND TEAR | NOF | NO FAULT FOUND
STAIR | STAIR | TEMP | TEMP-CTRL | EXPWT | EXPECTED WEAR AND TEAR | OTHER-R | OTHER REMEDY
STAIR | STAIR | TEMP | TEMP-CTRL | EXPWT | EXPECTED WEAR AND TEAR | OVH | OVERHAULED/REBUILT/REFURBISHED
STAIR | STAIR | TEMP | TEMP-CTRL | EXPWT | EXPECTED WEAR AND TEAR | PAINT | PAINTED
STAIR | STAIR | TEMP | TEMP-CTRL | EXPWT | EXPECTED WEAR AND TEAR | REFILL | REFILLED
STAIR | STAIR | TEMP | TEMP-CTRL | EXPWT | EXPECTED WEAR AND TEAR | REMOVE | REMOVED
STAIR | STAIR | TEMP | TEMP-CTRL | EXPWT | EXPECTED WEAR AND TEAR | REP | REPAIRED/RESTORED/ADJUSTED
STAIR | STAIR | TEMP | TEMP-CTRL | EXPWT | EXPECTED WEAR AND TEAR | RPL | REPLACED
STAIR | STAIR | TEMP | TEMP-CTRL | FABGEN | FABRICATION/INSTALLATION RELATED | MOD | MODIFIED
STAIR | STAIR | TEMP | TEMP-CTRL | FABGEN | FABRICATION/INSTALLATION RELATED | CLEAN | CLEANED
STAIR | STAIR | TEMP | TEMP-CTRL | FABGEN | FABRICATION/INSTALLATION RELATED | CLOSE | SECURED/CLOSED
STAIR | STAIR | TEMP | TEMP-CTRL | FABGEN | FABRICATION/INSTALLATION RELATED | NOF | NO FAULT FOUND
STAIR | STAIR | TEMP | TEMP-CTRL | FABGEN | FABRICATION/INSTALLATION RELATED | OTHER-R | OTHER REMEDY
STAIR | STAIR | TEMP | TEMP-CTRL | FABGEN | FABRICATION/INSTALLATION RELATED | OVH | OVERHAULED/REBUILT/REFURBISHED
STAIR | STAIR | TEMP | TEMP-CTRL | FABGEN | FABRICATION/INSTALLATION RELATED | PAINT | PAINTED
STAIR | STAIR | TEMP | TEMP-CTRL | FABGEN | FABRICATION/INSTALLATION RELATED | REFILL | REFILLED
STAIR | STAIR | TEMP | TEMP-CTRL | FABGEN | FABRICATION/INSTALLATION RELATED | REMOVE | REMOVED
STAIR | STAIR | TEMP | TEMP-CTRL | FABGEN | FABRICATION/INSTALLATION RELATED | REP | REPAIRED/RESTORED/ADJUSTED
STAIR | STAIR | TEMP | TEMP-CTRL | FABGEN | FABRICATION/INSTALLATION RELATED | RPL | REPLACED
STAIR | STAIR | TEMP | TEMP-CTRL | LOOSE | LOOSE/MISALIGNED | MOD | MODIFIED
STAIR | STAIR | TEMP | TEMP-CTRL | LOOSE | LOOSE/MISALIGNED | CLEAN | CLEANED
STAIR | STAIR | TEMP | TEMP-CTRL | LOOSE | LOOSE/MISALIGNED | CLOSE | SECURED/CLOSED
STAIR | STAIR | TEMP | TEMP-CTRL | LOOSE | LOOSE/MISALIGNED | NOF | NO FAULT FOUND
STAIR | STAIR | TEMP | TEMP-CTRL | LOOSE | LOOSE/MISALIGNED | OTHER-R | OTHER REMEDY
STAIR | STAIR | TEMP | TEMP-CTRL | LOOSE | LOOSE/MISALIGNED | OVH | OVERHAULED/REBUILT/REFURBISHED
STAIR | STAIR | TEMP | TEMP-CTRL | LOOSE | LOOSE/MISALIGNED | PAINT | PAINTED
STAIR | STAIR | TEMP | TEMP-CTRL | LOOSE | LOOSE/MISALIGNED | REFILL | REFILLED
STAIR | STAIR | TEMP | TEMP-CTRL | LOOSE | LOOSE/MISALIGNED | REMOVE | REMOVED
STAIR | STAIR | TEMP | TEMP-CTRL | LOOSE | LOOSE/MISALIGNED | REP | REPAIRED/RESTORED/ADJUSTED
STAIR | STAIR | TEMP | TEMP-CTRL | LOOSE | LOOSE/MISALIGNED | RPL | REPLACED
STAIR | STAIR | TEMP | TEMP-CTRL | NOCAUSE | NO CAUSE FOUND | MOD | MODIFIED
STAIR | STAIR | TEMP | TEMP-CTRL | NOCAUSE | NO CAUSE FOUND | CLEAN | CLEANED
STAIR | STAIR | TEMP | TEMP-CTRL | NOCAUSE | NO CAUSE FOUND | CLOSE | SECURED/CLOSED
STAIR | STAIR | TEMP | TEMP-CTRL | NOCAUSE | NO CAUSE FOUND | NOF | NO FAULT FOUND
STAIR | STAIR | TEMP | TEMP-CTRL | NOCAUSE | NO CAUSE FOUND | OTHER-R | OTHER REMEDY
STAIR | STAIR | TEMP | TEMP-CTRL | NOCAUSE | NO CAUSE FOUND | OVH | OVERHAULED/REBUILT/REFURBISHED
STAIR | STAIR | TEMP | TEMP-CTRL | NOCAUSE | NO CAUSE FOUND | PAINT | PAINTED
STAIR | STAIR | TEMP | TEMP-CTRL | NOCAUSE | NO CAUSE FOUND | REFILL | REFILLED
STAIR | STAIR | TEMP | TEMP-CTRL | NOCAUSE | NO CAUSE FOUND | REMOVE | REMOVED
STAIR | STAIR | TEMP | TEMP-CTRL | NOCAUSE | NO CAUSE FOUND | REP | REPAIRED/RESTORED/ADJUSTED
STAIR | STAIR | TEMP | TEMP-CTRL | NOCAUSE | NO CAUSE FOUND | RPL | REPLACED
STAIR | STAIR | TEMP | TEMP-CTRL | OBSTR | JAMMED/OBSTRUCTED | MOD | MODIFIED
STAIR | STAIR | TEMP | TEMP-CTRL | OBSTR | JAMMED/OBSTRUCTED | CLEAN | CLEANED
STAIR | STAIR | TEMP | TEMP-CTRL | OBSTR | JAMMED/OBSTRUCTED | CLOSE | SECURED/CLOSED
STAIR | STAIR | TEMP | TEMP-CTRL | OBSTR | JAMMED/OBSTRUCTED | NOF | NO FAULT FOUND
STAIR | STAIR | TEMP | TEMP-CTRL | OBSTR | JAMMED/OBSTRUCTED | OTHER-R | OTHER REMEDY
STAIR | STAIR | TEMP | TEMP-CTRL | OBSTR | JAMMED/OBSTRUCTED | OVH | OVERHAULED/REBUILT/REFURBISHED
STAIR | STAIR | TEMP | TEMP-CTRL | OBSTR | JAMMED/OBSTRUCTED | PAINT | PAINTED
STAIR | STAIR | TEMP | TEMP-CTRL | OBSTR | JAMMED/OBSTRUCTED | REFILL | REFILLED
STAIR | STAIR | TEMP | TEMP-CTRL | OBSTR | JAMMED/OBSTRUCTED | REMOVE | REMOVED
STAIR | STAIR | TEMP | TEMP-CTRL | OBSTR | JAMMED/OBSTRUCTED | REP | REPAIRED/RESTORED/ADJUSTED
STAIR | STAIR | TEMP | TEMP-CTRL | OBSTR | JAMMED/OBSTRUCTED | RPL | REPLACED
STAIR | STAIR | TEMP | TEMP-CTRL | OPSERRMTCERR | OPERATIONS/MAINTENANCE RELATED | MOD | MODIFIED
STAIR | STAIR | TEMP | TEMP-CTRL | OPSERRMTCERR | OPERATIONS/MAINTENANCE RELATED | CLEAN | CLEANED
STAIR | STAIR | TEMP | TEMP-CTRL | OPSERRMTCERR | OPERATIONS/MAINTENANCE RELATED | CLOSE | SECURED/CLOSED
STAIR | STAIR | TEMP | TEMP-CTRL | OPSERRMTCERR | OPERATIONS/MAINTENANCE RELATED | NOF | NO FAULT FOUND
STAIR | STAIR | TEMP | TEMP-CTRL | OPSERRMTCERR | OPERATIONS/MAINTENANCE RELATED | OTHER-R | OTHER REMEDY
STAIR | STAIR | TEMP | TEMP-CTRL | OPSERRMTCERR | OPERATIONS/MAINTENANCE RELATED | OVH | OVERHAULED/REBUILT/REFURBISHED
STAIR | STAIR | TEMP | TEMP-CTRL | OPSERRMTCERR | OPERATIONS/MAINTENANCE RELATED | PAINT | PAINTED
STAIR | STAIR | TEMP | TEMP-CTRL | OPSERRMTCERR | OPERATIONS/MAINTENANCE RELATED | REFILL | REFILLED
STAIR | STAIR | TEMP | TEMP-CTRL | OPSERRMTCERR | OPERATIONS/MAINTENANCE RELATED | REMOVE | REMOVED
STAIR | STAIR | TEMP | TEMP-CTRL | OPSERRMTCERR | OPERATIONS/MAINTENANCE RELATED | REP | REPAIRED/RESTORED/ADJUSTED
STAIR | STAIR | TEMP | TEMP-CTRL | OPSERRMTCERR | OPERATIONS/MAINTENANCE RELATED | RPL | REPLACED
STAIR | STAIR | TEMP | TEMP-CTRL | OTHER-C | OTHER CAUSE | MOD | MODIFIED
STAIR | STAIR | TEMP | TEMP-CTRL | OTHER-C | OTHER CAUSE | CLEAN | CLEANED
STAIR | STAIR | TEMP | TEMP-CTRL | OTHER-C | OTHER CAUSE | CLOSE | SECURED/CLOSED
STAIR | STAIR | TEMP | TEMP-CTRL | OTHER-C | OTHER CAUSE | NOF | NO FAULT FOUND
STAIR | STAIR | TEMP | TEMP-CTRL | OTHER-C | OTHER CAUSE | OTHER-R | OTHER REMEDY
STAIR | STAIR | TEMP | TEMP-CTRL | OTHER-C | OTHER CAUSE | OVH | OVERHAULED/REBUILT/REFURBISHED
STAIR | STAIR | TEMP | TEMP-CTRL | OTHER-C | OTHER CAUSE | PAINT | PAINTED
STAIR | STAIR | TEMP | TEMP-CTRL | OTHER-C | OTHER CAUSE | REFILL | REFILLED
STAIR | STAIR | TEMP | TEMP-CTRL | OTHER-C | OTHER CAUSE | REMOVE | REMOVED
STAIR | STAIR | TEMP | TEMP-CTRL | OTHER-C | OTHER CAUSE | REP | REPAIRED/RESTORED/ADJUSTED
STAIR | STAIR | TEMP | TEMP-CTRL | OTHER-C | OTHER CAUSE | RPL | REPLACED
STAIR | STAIR | VIB | VIBRATION | CORROSION | RUST/CORROSION | MOD | MODIFIED
STAIR | STAIR | VIB | VIBRATION | CORROSION | RUST/CORROSION | CLEAN | CLEANED
STAIR | STAIR | VIB | VIBRATION | CORROSION | RUST/CORROSION | CLOSE | SECURED/CLOSED
STAIR | STAIR | VIB | VIBRATION | CORROSION | RUST/CORROSION | NOF | NO FAULT FOUND
STAIR | STAIR | VIB | VIBRATION | CORROSION | RUST/CORROSION | OTHER-R | OTHER REMEDY
STAIR | STAIR | VIB | VIBRATION | CORROSION | RUST/CORROSION | OVH | OVERHAULED/REBUILT/REFURBISHED
STAIR | STAIR | VIB | VIBRATION | CORROSION | RUST/CORROSION | PAINT | PAINTED
STAIR | STAIR | VIB | VIBRATION | CORROSION | RUST/CORROSION | REFILL | REFILLED
STAIR | STAIR | VIB | VIBRATION | CORROSION | RUST/CORROSION | REMOVE | REMOVED
STAIR | STAIR | VIB | VIBRATION | CORROSION | RUST/CORROSION | REP | REPAIRED/RESTORED/ADJUSTED
STAIR | STAIR | VIB | VIBRATION | CORROSION | RUST/CORROSION | RPL | REPLACED
STAIR | STAIR | VIB | VIBRATION | DAMAGE | DAMAGED/BROKEN | MOD | MODIFIED
STAIR | STAIR | VIB | VIBRATION | DAMAGE | DAMAGED/BROKEN | CLEAN | CLEANED
STAIR | STAIR | VIB | VIBRATION | DAMAGE | DAMAGED/BROKEN | CLOSE | SECURED/CLOSED
STAIR | STAIR | VIB | VIBRATION | DAMAGE | DAMAGED/BROKEN | NOF | NO FAULT FOUND
STAIR | STAIR | VIB | VIBRATION | DAMAGE | DAMAGED/BROKEN | OTHER-R | OTHER REMEDY
STAIR | STAIR | VIB | VIBRATION | DAMAGE | DAMAGED/BROKEN | OVH | OVERHAULED/REBUILT/REFURBISHED
STAIR | STAIR | VIB | VIBRATION | DAMAGE | DAMAGED/BROKEN | PAINT | PAINTED
STAIR | STAIR | VIB | VIBRATION | DAMAGE | DAMAGED/BROKEN | REFILL | REFILLED
STAIR | STAIR | VIB | VIBRATION | DAMAGE | DAMAGED/BROKEN | REMOVE | REMOVED
STAIR | STAIR | VIB | VIBRATION | DAMAGE | DAMAGED/BROKEN | REP | REPAIRED/RESTORED/ADJUSTED
STAIR | STAIR | VIB | VIBRATION | DAMAGE | DAMAGED/BROKEN | RPL | REPLACED
STAIR | STAIR | VIB | VIBRATION | DESGEN | DESIGN RELATED | MOD | MODIFIED
STAIR | STAIR | VIB | VIBRATION | DESGEN | DESIGN RELATED | CLEAN | CLEANED
STAIR | STAIR | VIB | VIBRATION | DESGEN | DESIGN RELATED | CLOSE | SECURED/CLOSED
STAIR | STAIR | VIB | VIBRATION | DESGEN | DESIGN RELATED | NOF | NO FAULT FOUND
STAIR | STAIR | VIB | VIBRATION | DESGEN | DESIGN RELATED | OTHER-R | OTHER REMEDY
STAIR | STAIR | VIB | VIBRATION | DESGEN | DESIGN RELATED | OVH | OVERHAULED/REBUILT/REFURBISHED
STAIR | STAIR | VIB | VIBRATION | DESGEN | DESIGN RELATED | PAINT | PAINTED
STAIR | STAIR | VIB | VIBRATION | DESGEN | DESIGN RELATED | REFILL | REFILLED
STAIR | STAIR | VIB | VIBRATION | DESGEN | DESIGN RELATED | REMOVE | REMOVED
STAIR | STAIR | VIB | VIBRATION | DESGEN | DESIGN RELATED | REP | REPAIRED/RESTORED/ADJUSTED
STAIR | STAIR | VIB | VIBRATION | DESGEN | DESIGN RELATED | RPL | REPLACED
STAIR | STAIR | VIB | VIBRATION | DIRTY | DIRTY | MOD | MODIFIED
STAIR | STAIR | VIB | VIBRATION | DIRTY | DIRTY | CLEAN | CLEANED
STAIR | STAIR | VIB | VIBRATION | DIRTY | DIRTY | CLOSE | SECURED/CLOSED
STAIR | STAIR | VIB | VIBRATION | DIRTY | DIRTY | NOF | NO FAULT FOUND
STAIR | STAIR | VIB | VIBRATION | DIRTY | DIRTY | OTHER-R | OTHER REMEDY
STAIR | STAIR | VIB | VIBRATION | DIRTY | DIRTY | OVH | OVERHAULED/REBUILT/REFURBISHED
STAIR | STAIR | VIB | VIBRATION | DIRTY | DIRTY | PAINT | PAINTED
STAIR | STAIR | VIB | VIBRATION | DIRTY | DIRTY | REFILL | REFILLED
STAIR | STAIR | VIB | VIBRATION | DIRTY | DIRTY | REMOVE | REMOVED
STAIR | STAIR | VIB | VIBRATION | DIRTY | DIRTY | REP | REPAIRED/RESTORED/ADJUSTED
STAIR | STAIR | VIB | VIBRATION | DIRTY | DIRTY | RPL | REPLACED
STAIR | STAIR | VIB | VIBRATION | EXPWT | EXPECTED WEAR AND TEAR | MOD | MODIFIED
STAIR | STAIR | VIB | VIBRATION | EXPWT | EXPECTED WEAR AND TEAR | CLEAN | CLEANED
STAIR | STAIR | VIB | VIBRATION | EXPWT | EXPECTED WEAR AND TEAR | CLOSE | SECURED/CLOSED
STAIR | STAIR | VIB | VIBRATION | EXPWT | EXPECTED WEAR AND TEAR | NOF | NO FAULT FOUND
STAIR | STAIR | VIB | VIBRATION | EXPWT | EXPECTED WEAR AND TEAR | OTHER-R | OTHER REMEDY
STAIR | STAIR | VIB | VIBRATION | EXPWT | EXPECTED WEAR AND TEAR | OVH | OVERHAULED/REBUILT/REFURBISHED
STAIR | STAIR | VIB | VIBRATION | EXPWT | EXPECTED WEAR AND TEAR | PAINT | PAINTED
STAIR | STAIR | VIB | VIBRATION | EXPWT | EXPECTED WEAR AND TEAR | REFILL | REFILLED
STAIR | STAIR | VIB | VIBRATION | EXPWT | EXPECTED WEAR AND TEAR | REMOVE | REMOVED
STAIR | STAIR | VIB | VIBRATION | EXPWT | EXPECTED WEAR AND TEAR | REP | REPAIRED/RESTORED/ADJUSTED
STAIR | STAIR | VIB | VIBRATION | EXPWT | EXPECTED WEAR AND TEAR | RPL | REPLACED
STAIR | STAIR | VIB | VIBRATION | FABGEN | FABRICATION/INSTALLATION RELATED | MOD | MODIFIED
STAIR | STAIR | VIB | VIBRATION | FABGEN | FABRICATION/INSTALLATION RELATED | CLEAN | CLEANED
STAIR | STAIR | VIB | VIBRATION | FABGEN | FABRICATION/INSTALLATION RELATED | CLOSE | SECURED/CLOSED
STAIR | STAIR | VIB | VIBRATION | FABGEN | FABRICATION/INSTALLATION RELATED | NOF | NO FAULT FOUND
STAIR | STAIR | VIB | VIBRATION | FABGEN | FABRICATION/INSTALLATION RELATED | OTHER-R | OTHER REMEDY
STAIR | STAIR | VIB | VIBRATION | FABGEN | FABRICATION/INSTALLATION RELATED | OVH | OVERHAULED/REBUILT/REFURBISHED
STAIR | STAIR | VIB | VIBRATION | FABGEN | FABRICATION/INSTALLATION RELATED | PAINT | PAINTED
STAIR | STAIR | VIB | VIBRATION | FABGEN | FABRICATION/INSTALLATION RELATED | REFILL | REFILLED
STAIR | STAIR | VIB | VIBRATION | FABGEN | FABRICATION/INSTALLATION RELATED | REMOVE | REMOVED
STAIR | STAIR | VIB | VIBRATION | FABGEN | FABRICATION/INSTALLATION RELATED | REP | REPAIRED/RESTORED/ADJUSTED
STAIR | STAIR | VIB | VIBRATION | FABGEN | FABRICATION/INSTALLATION RELATED | RPL | REPLACED
STAIR | STAIR | VIB | VIBRATION | LOOSE | LOOSE/MISALIGNED | MOD | MODIFIED
STAIR | STAIR | VIB | VIBRATION | LOOSE | LOOSE/MISALIGNED | CLEAN | CLEANED
STAIR | STAIR | VIB | VIBRATION | LOOSE | LOOSE/MISALIGNED | CLOSE | SECURED/CLOSED
STAIR | STAIR | VIB | VIBRATION | LOOSE | LOOSE/MISALIGNED | NOF | NO FAULT FOUND
STAIR | STAIR | VIB | VIBRATION | LOOSE | LOOSE/MISALIGNED | OTHER-R | OTHER REMEDY
STAIR | STAIR | VIB | VIBRATION | LOOSE | LOOSE/MISALIGNED | OVH | OVERHAULED/REBUILT/REFURBISHED
STAIR | STAIR | VIB | VIBRATION | LOOSE | LOOSE/MISALIGNED | PAINT | PAINTED
STAIR | STAIR | VIB | VIBRATION | LOOSE | LOOSE/MISALIGNED | REFILL | REFILLED
STAIR | STAIR | VIB | VIBRATION | LOOSE | LOOSE/MISALIGNED | REMOVE | REMOVED
STAIR | STAIR | VIB | VIBRATION | LOOSE | LOOSE/MISALIGNED | REP | REPAIRED/RESTORED/ADJUSTED
STAIR | STAIR | VIB | VIBRATION | LOOSE | LOOSE/MISALIGNED | RPL | REPLACED
STAIR | STAIR | VIB | VIBRATION | NOCAUSE | NO CAUSE FOUND | MOD | MODIFIED
STAIR | STAIR | VIB | VIBRATION | NOCAUSE | NO CAUSE FOUND | CLEAN | CLEANED
STAIR | STAIR | VIB | VIBRATION | NOCAUSE | NO CAUSE FOUND | CLOSE | SECURED/CLOSED
STAIR | STAIR | VIB | VIBRATION | NOCAUSE | NO CAUSE FOUND | NOF | NO FAULT FOUND
STAIR | STAIR | VIB | VIBRATION | NOCAUSE | NO CAUSE FOUND | OTHER-R | OTHER REMEDY
STAIR | STAIR | VIB | VIBRATION | NOCAUSE | NO CAUSE FOUND | OVH | OVERHAULED/REBUILT/REFURBISHED
STAIR | STAIR | VIB | VIBRATION | NOCAUSE | NO CAUSE FOUND | PAINT | PAINTED
STAIR | STAIR | VIB | VIBRATION | NOCAUSE | NO CAUSE FOUND | REFILL | REFILLED
STAIR | STAIR | VIB | VIBRATION | NOCAUSE | NO CAUSE FOUND | REMOVE | REMOVED
STAIR | STAIR | VIB | VIBRATION | NOCAUSE | NO CAUSE FOUND | REP | REPAIRED/RESTORED/ADJUSTED
STAIR | STAIR | VIB | VIBRATION | NOCAUSE | NO CAUSE FOUND | RPL | REPLACED
STAIR | STAIR | VIB | VIBRATION | OBSTR | JAMMED/OBSTRUCTED | MOD | MODIFIED
STAIR | STAIR | VIB | VIBRATION | OBSTR | JAMMED/OBSTRUCTED | CLEAN | CLEANED
STAIR | STAIR | VIB | VIBRATION | OBSTR | JAMMED/OBSTRUCTED | CLOSE | SECURED/CLOSED
STAIR | STAIR | VIB | VIBRATION | OBSTR | JAMMED/OBSTRUCTED | NOF | NO FAULT FOUND
STAIR | STAIR | VIB | VIBRATION | OBSTR | JAMMED/OBSTRUCTED | OTHER-R | OTHER REMEDY
STAIR | STAIR | VIB | VIBRATION | OBSTR | JAMMED/OBSTRUCTED | OVH | OVERHAULED/REBUILT/REFURBISHED
STAIR | STAIR | VIB | VIBRATION | OBSTR | JAMMED/OBSTRUCTED | PAINT | PAINTED
STAIR | STAIR | VIB | VIBRATION | OBSTR | JAMMED/OBSTRUCTED | REFILL | REFILLED
STAIR | STAIR | VIB | VIBRATION | OBSTR | JAMMED/OBSTRUCTED | REMOVE | REMOVED
STAIR | STAIR | VIB | VIBRATION | OBSTR | JAMMED/OBSTRUCTED | REP | REPAIRED/RESTORED/ADJUSTED
STAIR | STAIR | VIB | VIBRATION | OBSTR | JAMMED/OBSTRUCTED | RPL | REPLACED
STAIR | STAIR | VIB | VIBRATION | OPSERRMTCERR | OPERATIONS/MAINTENANCE RELATED | MOD | MODIFIED
STAIR | STAIR | VIB | VIBRATION | OPSERRMTCERR | OPERATIONS/MAINTENANCE RELATED | CLEAN | CLEANED
STAIR | STAIR | VIB | VIBRATION | OPSERRMTCERR | OPERATIONS/MAINTENANCE RELATED | CLOSE | SECURED/CLOSED
STAIR | STAIR | VIB | VIBRATION | OPSERRMTCERR | OPERATIONS/MAINTENANCE RELATED | NOF | NO FAULT FOUND
STAIR | STAIR | VIB | VIBRATION | OPSERRMTCERR | OPERATIONS/MAINTENANCE RELATED | OTHER-R | OTHER REMEDY
STAIR | STAIR | VIB | VIBRATION | OPSERRMTCERR | OPERATIONS/MAINTENANCE RELATED | OVH | OVERHAULED/REBUILT/REFURBISHED
STAIR | STAIR | VIB | VIBRATION | OPSERRMTCERR | OPERATIONS/MAINTENANCE RELATED | PAINT | PAINTED
STAIR | STAIR | VIB | VIBRATION | OPSERRMTCERR | OPERATIONS/MAINTENANCE RELATED | REFILL | REFILLED
STAIR | STAIR | VIB | VIBRATION | OPSERRMTCERR | OPERATIONS/MAINTENANCE RELATED | REMOVE | REMOVED
STAIR | STAIR | VIB | VIBRATION | OPSERRMTCERR | OPERATIONS/MAINTENANCE RELATED | REP | REPAIRED/RESTORED/ADJUSTED
STAIR | STAIR | VIB | VIBRATION | OPSERRMTCERR | OPERATIONS/MAINTENANCE RELATED | RPL | REPLACED
STAIR | STAIR | VIB | VIBRATION | OTHER-C | OTHER CAUSE | MOD | MODIFIED
STAIR | STAIR | VIB | VIBRATION | OTHER-C | OTHER CAUSE | CLEAN | CLEANED
STAIR | STAIR | VIB | VIBRATION | OTHER-C | OTHER CAUSE | CLOSE | SECURED/CLOSED
STAIR | STAIR | VIB | VIBRATION | OTHER-C | OTHER CAUSE | NOF | NO FAULT FOUND
STAIR | STAIR | VIB | VIBRATION | OTHER-C | OTHER CAUSE | OTHER-R | OTHER REMEDY
STAIR | STAIR | VIB | VIBRATION | OTHER-C | OTHER CAUSE | OVH | OVERHAULED/REBUILT/REFURBISHED
STAIR | STAIR | VIB | VIBRATION | OTHER-C | OTHER CAUSE | PAINT | PAINTED
STAIR | STAIR | VIB | VIBRATION | OTHER-C | OTHER CAUSE | REFILL | REFILLED
STAIR | STAIR | VIB | VIBRATION | OTHER-C | OTHER CAUSE | REMOVE | REMOVED
STAIR | STAIR | VIB | VIBRATION | OTHER-C | OTHER CAUSE | REP | REPAIRED/RESTORED/ADJUSTED
STAIR | STAIR | VIB | VIBRATION | OTHER-C | OTHER CAUSE | RPL | REPLACED
STAIR | STAIR | OTHER | OTHER PROBLEM | CORROSION | RUST/CORROSION | MOD | MODIFIED
STAIR | STAIR | OTHER | OTHER PROBLEM | CORROSION | RUST/CORROSION | CLEAN | CLEANED
STAIR | STAIR | OTHER | OTHER PROBLEM | CORROSION | RUST/CORROSION | CLOSE | SECURED/CLOSED
STAIR | STAIR | OTHER | OTHER PROBLEM | CORROSION | RUST/CORROSION | NOF | NO FAULT FOUND
STAIR | STAIR | OTHER | OTHER PROBLEM | CORROSION | RUST/CORROSION | OTHER-R | OTHER REMEDY
STAIR | STAIR | OTHER | OTHER PROBLEM | CORROSION | RUST/CORROSION | OVH | OVERHAULED/REBUILT/REFURBISHED
STAIR | STAIR | OTHER | OTHER PROBLEM | CORROSION | RUST/CORROSION | PAINT | PAINTED
STAIR | STAIR | OTHER | OTHER PROBLEM | CORROSION | RUST/CORROSION | REFILL | REFILLED
STAIR | STAIR | OTHER | OTHER PROBLEM | CORROSION | RUST/CORROSION | REMOVE | REMOVED
STAIR | STAIR | OTHER | OTHER PROBLEM | CORROSION | RUST/CORROSION | REP | REPAIRED/RESTORED/ADJUSTED
STAIR | STAIR | OTHER | OTHER PROBLEM | CORROSION | RUST/CORROSION | RPL | REPLACED
STAIR | STAIR | OTHER | OTHER PROBLEM | DAMAGE | DAMAGED/BROKEN | MOD | MODIFIED
STAIR | STAIR | OTHER | OTHER PROBLEM | DAMAGE | DAMAGED/BROKEN | CLEAN | CLEANED
STAIR | STAIR | OTHER | OTHER PROBLEM | DAMAGE | DAMAGED/BROKEN | CLOSE | SECURED/CLOSED
STAIR | STAIR | OTHER | OTHER PROBLEM | DAMAGE | DAMAGED/BROKEN | NOF | NO FAULT FOUND
STAIR | STAIR | OTHER | OTHER PROBLEM | DAMAGE | DAMAGED/BROKEN | OTHER-R | OTHER REMEDY
STAIR | STAIR | OTHER | OTHER PROBLEM | DAMAGE | DAMAGED/BROKEN | OVH | OVERHAULED/REBUILT/REFURBISHED
STAIR | STAIR | OTHER | OTHER PROBLEM | DAMAGE | DAMAGED/BROKEN | PAINT | PAINTED
STAIR | STAIR | OTHER | OTHER PROBLEM | DAMAGE | DAMAGED/BROKEN | REFILL | REFILLED
STAIR | STAIR | OTHER | OTHER PROBLEM | DAMAGE | DAMAGED/BROKEN | REMOVE | REMOVED
STAIR | STAIR | OTHER | OTHER PROBLEM | DAMAGE | DAMAGED/BROKEN | REP | REPAIRED/RESTORED/ADJUSTED
STAIR | STAIR | OTHER | OTHER PROBLEM | DAMAGE | DAMAGED/BROKEN | RPL | REPLACED
STAIR | STAIR | OTHER | OTHER PROBLEM | DESGEN | DESIGN RELATED | MOD | MODIFIED
STAIR | STAIR | OTHER | OTHER PROBLEM | DESGEN | DESIGN RELATED | CLEAN | CLEANED
STAIR | STAIR | OTHER | OTHER PROBLEM | DESGEN | DESIGN RELATED | CLOSE | SECURED/CLOSED
STAIR | STAIR | OTHER | OTHER PROBLEM | DESGEN | DESIGN RELATED | NOF | NO FAULT FOUND
STAIR | STAIR | OTHER | OTHER PROBLEM | DESGEN | DESIGN RELATED | OTHER-R | OTHER REMEDY
STAIR | STAIR | OTHER | OTHER PROBLEM | DESGEN | DESIGN RELATED | OVH | OVERHAULED/REBUILT/REFURBISHED
STAIR | STAIR | OTHER | OTHER PROBLEM | DESGEN | DESIGN RELATED | PAINT | PAINTED
STAIR | STAIR | OTHER | OTHER PROBLEM | DESGEN | DESIGN RELATED | REFILL | REFILLED
STAIR | STAIR | OTHER | OTHER PROBLEM | DESGEN | DESIGN RELATED | REMOVE | REMOVED
STAIR | STAIR | OTHER | OTHER PROBLEM | DESGEN | DESIGN RELATED | REP | REPAIRED/RESTORED/ADJUSTED
STAIR | STAIR | OTHER | OTHER PROBLEM | DESGEN | DESIGN RELATED | RPL | REPLACED
STAIR | STAIR | OTHER | OTHER PROBLEM | DIRTY | DIRTY | MOD | MODIFIED
STAIR | STAIR | OTHER | OTHER PROBLEM | DIRTY | DIRTY | CLEAN | CLEANED
STAIR | STAIR | OTHER | OTHER PROBLEM | DIRTY | DIRTY | CLOSE | SECURED/CLOSED
STAIR | STAIR | OTHER | OTHER PROBLEM | DIRTY | DIRTY | NOF | NO FAULT FOUND
STAIR | STAIR | OTHER | OTHER PROBLEM | DIRTY | DIRTY | OTHER-R | OTHER REMEDY
STAIR | STAIR | OTHER | OTHER PROBLEM | DIRTY | DIRTY | OVH | OVERHAULED/REBUILT/REFURBISHED
STAIR | STAIR | OTHER | OTHER PROBLEM | DIRTY | DIRTY | PAINT | PAINTED
STAIR | STAIR | OTHER | OTHER PROBLEM | DIRTY | DIRTY | REFILL | REFILLED
STAIR | STAIR | OTHER | OTHER PROBLEM | DIRTY | DIRTY | REMOVE | REMOVED
STAIR | STAIR | OTHER | OTHER PROBLEM | DIRTY | DIRTY | REP | REPAIRED/RESTORED/ADJUSTED
STAIR | STAIR | OTHER | OTHER PROBLEM | DIRTY | DIRTY | RPL | REPLACED
STAIR | STAIR | OTHER | OTHER PROBLEM | EXPWT | EXPECTED WEAR AND TEAR | MOD | MODIFIED
STAIR | STAIR | OTHER | OTHER PROBLEM | EXPWT | EXPECTED WEAR AND TEAR | CLEAN | CLEANED
STAIR | STAIR | OTHER | OTHER PROBLEM | EXPWT | EXPECTED WEAR AND TEAR | CLOSE | SECURED/CLOSED
STAIR | STAIR | OTHER | OTHER PROBLEM | EXPWT | EXPECTED WEAR AND TEAR | NOF | NO FAULT FOUND
STAIR | STAIR | OTHER | OTHER PROBLEM | EXPWT | EXPECTED WEAR AND TEAR | OTHER-R | OTHER REMEDY
STAIR | STAIR | OTHER | OTHER PROBLEM | EXPWT | EXPECTED WEAR AND TEAR | OVH | OVERHAULED/REBUILT/REFURBISHED
STAIR | STAIR | OTHER | OTHER PROBLEM | EXPWT | EXPECTED WEAR AND TEAR | PAINT | PAINTED
STAIR | STAIR | OTHER | OTHER PROBLEM | EXPWT | EXPECTED WEAR AND TEAR | REFILL | REFILLED
STAIR | STAIR | OTHER | OTHER PROBLEM | EXPWT | EXPECTED WEAR AND TEAR | REMOVE | REMOVED
STAIR | STAIR | OTHER | OTHER PROBLEM | EXPWT | EXPECTED WEAR AND TEAR | REP | REPAIRED/RESTORED/ADJUSTED
STAIR | STAIR | OTHER | OTHER PROBLEM | EXPWT | EXPECTED WEAR AND TEAR | RPL | REPLACED
STAIR | STAIR | OTHER | OTHER PROBLEM | FABGEN | FABRICATION/INSTALLATION RELATED | MOD | MODIFIED
STAIR | STAIR | OTHER | OTHER PROBLEM | FABGEN | FABRICATION/INSTALLATION RELATED | CLEAN | CLEANED
STAIR | STAIR | OTHER | OTHER PROBLEM | FABGEN | FABRICATION/INSTALLATION RELATED | CLOSE | SECURED/CLOSED
STAIR | STAIR | OTHER | OTHER PROBLEM | FABGEN | FABRICATION/INSTALLATION RELATED | NOF | NO FAULT FOUND
STAIR | STAIR | OTHER | OTHER PROBLEM | FABGEN | FABRICATION/INSTALLATION RELATED | OTHER-R | OTHER REMEDY
STAIR | STAIR | OTHER | OTHER PROBLEM | FABGEN | FABRICATION/INSTALLATION RELATED | OVH | OVERHAULED/REBUILT/REFURBISHED
STAIR | STAIR | OTHER | OTHER PROBLEM | FABGEN | FABRICATION/INSTALLATION RELATED | PAINT | PAINTED
STAIR | STAIR | OTHER | OTHER PROBLEM | FABGEN | FABRICATION/INSTALLATION RELATED | REFILL | REFILLED
STAIR | STAIR | OTHER | OTHER PROBLEM | FABGEN | FABRICATION/INSTALLATION RELATED | REMOVE | REMOVED
STAIR | STAIR | OTHER | OTHER PROBLEM | FABGEN | FABRICATION/INSTALLATION RELATED | REP | REPAIRED/RESTORED/ADJUSTED
STAIR | STAIR | OTHER | OTHER PROBLEM | FABGEN | FABRICATION/INSTALLATION RELATED | RPL | REPLACED
STAIR | STAIR | OTHER | OTHER PROBLEM | LOOSE | LOOSE/MISALIGNED | MOD | MODIFIED
STAIR | STAIR | OTHER | OTHER PROBLEM | LOOSE | LOOSE/MISALIGNED | CLEAN | CLEANED
STAIR | STAIR | OTHER | OTHER PROBLEM | LOOSE | LOOSE/MISALIGNED | CLOSE | SECURED/CLOSED
STAIR | STAIR | OTHER | OTHER PROBLEM | LOOSE | LOOSE/MISALIGNED | NOF | NO FAULT FOUND
STAIR | STAIR | OTHER | OTHER PROBLEM | LOOSE | LOOSE/MISALIGNED | OTHER-R | OTHER REMEDY
STAIR | STAIR | OTHER | OTHER PROBLEM | LOOSE | LOOSE/MISALIGNED | OVH | OVERHAULED/REBUILT/REFURBISHED
STAIR | STAIR | OTHER | OTHER PROBLEM | LOOSE | LOOSE/MISALIGNED | PAINT | PAINTED
STAIR | STAIR | OTHER | OTHER PROBLEM | LOOSE | LOOSE/MISALIGNED | REFILL | REFILLED
STAIR | STAIR | OTHER | OTHER PROBLEM | LOOSE | LOOSE/MISALIGNED | REMOVE | REMOVED
STAIR | STAIR | OTHER | OTHER PROBLEM | LOOSE | LOOSE/MISALIGNED | REP | REPAIRED/RESTORED/ADJUSTED
STAIR | STAIR | OTHER | OTHER PROBLEM | LOOSE | LOOSE/MISALIGNED | RPL | REPLACED
STAIR | STAIR | OTHER | OTHER PROBLEM | NOCAUSE | NO CAUSE FOUND | MOD | MODIFIED
STAIR | STAIR | OTHER | OTHER PROBLEM | NOCAUSE | NO CAUSE FOUND | CLEAN | CLEANED
STAIR | STAIR | OTHER | OTHER PROBLEM | NOCAUSE | NO CAUSE FOUND | CLOSE | SECURED/CLOSED
STAIR | STAIR | OTHER | OTHER PROBLEM | NOCAUSE | NO CAUSE FOUND | NOF | NO FAULT FOUND
STAIR | STAIR | OTHER | OTHER PROBLEM | NOCAUSE | NO CAUSE FOUND | OTHER-R | OTHER REMEDY
STAIR | STAIR | OTHER | OTHER PROBLEM | NOCAUSE | NO CAUSE FOUND | OVH | OVERHAULED/REBUILT/REFURBISHED
STAIR | STAIR | OTHER | OTHER PROBLEM | NOCAUSE | NO CAUSE FOUND | PAINT | PAINTED
STAIR | STAIR | OTHER | OTHER PROBLEM | NOCAUSE | NO CAUSE FOUND | REFILL | REFILLED
STAIR | STAIR | OTHER | OTHER PROBLEM | NOCAUSE | NO CAUSE FOUND | REMOVE | REMOVED
STAIR | STAIR | OTHER | OTHER PROBLEM | NOCAUSE | NO CAUSE FOUND | REP | REPAIRED/RESTORED/ADJUSTED
STAIR | STAIR | OTHER | OTHER PROBLEM | NOCAUSE | NO CAUSE FOUND | RPL | REPLACED
STAIR | STAIR | OTHER | OTHER PROBLEM | OBSTR | JAMMED/OBSTRUCTED | MOD | MODIFIED
STAIR | STAIR | OTHER | OTHER PROBLEM | OBSTR | JAMMED/OBSTRUCTED | CLEAN | CLEANED
STAIR | STAIR | OTHER | OTHER PROBLEM | OBSTR | JAMMED/OBSTRUCTED | CLOSE | SECURED/CLOSED
STAIR | STAIR | OTHER | OTHER PROBLEM | OBSTR | JAMMED/OBSTRUCTED | NOF | NO FAULT FOUND
STAIR | STAIR | OTHER | OTHER PROBLEM | OBSTR | JAMMED/OBSTRUCTED | OTHER-R | OTHER REMEDY
STAIR | STAIR | OTHER | OTHER PROBLEM | OBSTR | JAMMED/OBSTRUCTED | OVH | OVERHAULED/REBUILT/REFURBISHED
STAIR | STAIR | OTHER | OTHER PROBLEM | OBSTR | JAMMED/OBSTRUCTED | PAINT | PAINTED
STAIR | STAIR | OTHER | OTHER PROBLEM | OBSTR | JAMMED/OBSTRUCTED | REFILL | REFILLED
STAIR | STAIR | OTHER | OTHER PROBLEM | OBSTR | JAMMED/OBSTRUCTED | REMOVE | REMOVED
STAIR | STAIR | OTHER | OTHER PROBLEM | OBSTR | JAMMED/OBSTRUCTED | REP | REPAIRED/RESTORED/ADJUSTED
STAIR | STAIR | OTHER | OTHER PROBLEM | OBSTR | JAMMED/OBSTRUCTED | RPL | REPLACED
STAIR | STAIR | OTHER | OTHER PROBLEM | OPSERRMTCERR | OPERATIONS/MAINTENANCE RELATED | MOD | MODIFIED
STAIR | STAIR | OTHER | OTHER PROBLEM | OPSERRMTCERR | OPERATIONS/MAINTENANCE RELATED | CLEAN | CLEANED
STAIR | STAIR | OTHER | OTHER PROBLEM | OPSERRMTCERR | OPERATIONS/MAINTENANCE RELATED | CLOSE | SECURED/CLOSED
STAIR | STAIR | OTHER | OTHER PROBLEM | OPSERRMTCERR | OPERATIONS/MAINTENANCE RELATED | NOF | NO FAULT FOUND
STAIR | STAIR | OTHER | OTHER PROBLEM | OPSERRMTCERR | OPERATIONS/MAINTENANCE RELATED | OTHER-R | OTHER REMEDY
STAIR | STAIR | OTHER | OTHER PROBLEM | OPSERRMTCERR | OPERATIONS/MAINTENANCE RELATED | OVH | OVERHAULED/REBUILT/REFURBISHED
STAIR | STAIR | OTHER | OTHER PROBLEM | OPSERRMTCERR | OPERATIONS/MAINTENANCE RELATED | PAINT | PAINTED
STAIR | STAIR | OTHER | OTHER PROBLEM | OPSERRMTCERR | OPERATIONS/MAINTENANCE RELATED | REFILL | REFILLED
STAIR | STAIR | OTHER | OTHER PROBLEM | OPSERRMTCERR | OPERATIONS/MAINTENANCE RELATED | REMOVE | REMOVED
STAIR | STAIR | OTHER | OTHER PROBLEM | OPSERRMTCERR | OPERATIONS/MAINTENANCE RELATED | REP | REPAIRED/RESTORED/ADJUSTED
STAIR | STAIR | OTHER | OTHER PROBLEM | OPSERRMTCERR | OPERATIONS/MAINTENANCE RELATED | RPL | REPLACED
STAIR | STAIR | OTHER | OTHER PROBLEM | OTHER-C | OTHER CAUSE | MOD | MODIFIED
STAIR | STAIR | OTHER | OTHER PROBLEM | OTHER-C | OTHER CAUSE | CLEAN | CLEANED
STAIR | STAIR | OTHER | OTHER PROBLEM | OTHER-C | OTHER CAUSE | CLOSE | SECURED/CLOSED
STAIR | STAIR | OTHER | OTHER PROBLEM | OTHER-C | OTHER CAUSE | NOF | NO FAULT FOUND
STAIR | STAIR | OTHER | OTHER PROBLEM | OTHER-C | OTHER CAUSE | OTHER-R | OTHER REMEDY
STAIR | STAIR | OTHER | OTHER PROBLEM | OTHER-C | OTHER CAUSE | OVH | OVERHAULED/REBUILT/REFURBISHED
STAIR | STAIR | OTHER | OTHER PROBLEM | OTHER-C | OTHER CAUSE | PAINT | PAINTED
STAIR | STAIR | OTHER | OTHER PROBLEM | OTHER-C | OTHER CAUSE | REFILL | REFILLED
STAIR | STAIR | OTHER | OTHER PROBLEM | OTHER-C | OTHER CAUSE | REMOVE | REMOVED
STAIR | STAIR | OTHER | OTHER PROBLEM | OTHER-C | OTHER CAUSE | REP | REPAIRED/RESTORED/ADJUSTED
STAIR | STAIR | OTHER | OTHER PROBLEM | OTHER-C | OTHER CAUSE | RPL | REPLACED

## Codes
PROBLEM | PROBLEM_DESC | CAUSE | CAUSE_DESC | REMEDY | REMEDY_DESC
ALM | ALARM/SENSOR | BREAKTRP | BREAKER TRIP | MOD | MODIFIED
BKN | BROKEN/DAMAGED | DAMAGE | DAMAGED/BROKEN | CLEAN | CLEANED
LEAK | LEAKING | DESGEN | DESIGN RELATED | CLOSE | SECURED/CLOSED
LIGHTING | LIGHTING | DIRTY | DIRTY | CONN | CONNECTED
NOI | NOISE | EXPWT | EXPECTED WEAR AND TEAR | DISCONN | DISCONNECTED
OTHER | OTHER PROBLEM | FABGEN | FABRICATION/INSTALLATION RELATED | LUB | LUBRICATED
OHE | OVERHEATING | SENSOR | FAULTY SENSOR | NOF | NO FAULT FOUND
PESTS | PESTS | IMPMAT | IMPROPER MATERIAL | OTHER-R | OTHER REMEDY
PWR | POWER-ELEC | OBSTR | JAMMED/OBSTRUCTED | OVH | OVERHAULED/REBUILT/REFURBISHED
PRS | PRESSURE | LEAK | LEAK | PAINT | PAINTED
SML | SMELL | LOOSE | LOOSE/MISALIGNED | PATCH | PATCHED/PAVED
OPS | STOPPED/SLOWED/POOR OPS | NOCAUSE | NO CAUSE FOUND | PUMP | PUMPED OUT/EMPTIED
TEMP | TEMP-CTRL | OPSERRMTCERR | OPERATIONS/MAINTENANCE RELATED | REFILL | REFILLED
VIB | VIBRATION | OTHER-C | OTHER CAUSE | REINS | REINSTALLED
|  | POWERSUP | POWER SUPPLY | REMOVE | REMOVED
|  | CORROSION | RUST/CORROSION | REP | REPAIRED/RESTORED/ADJUSTED
|  |  |  | RESEAL | RESEALED/REPACKED
|  |  |  | RESET | RESET/RESTARTED
|  |  |  | REWIRE | REWIRED
|  |  |  | RPL | REPLACED