## EMP_Comp_Codes_FUNCT
PA_EMPLOAD | PA_EMPCOMPCODE | AddChange | EN
COMPONENT | DESCRIPTION | DESCRIPTION_LONGDESCRIPTION | PARENT | POSITIONREQ | STATUS | PA_ADSCODE
UKWN | UNKNOWN ASSET |  |  | 0 | ACTIVE | 00A-UKWN
MOTR | MOTOR |  |  | 0 | ACTIVE | 01A-MOTR
PSBB | PASSENGER BOARDING BRIDGE |  |  | 0 | ACTIVE | 01A-PSBB
PSBB.CBNT | (COMP) PASSENGER BOARDING BRIDGE, CABINET |  | PSBB | 0 | ACTIVE | 01A-PSBB.CBNT
PSBB.LFTC | (COMP) PASSENGER BOARDING BRIDGE, LIFT COLUMN |  | PSBB | 0 | ACTIVE | 01A-PSBB.LFTC
PSBB.RTDA | (COMP) PASSENGER BOARDING BRIDGE, ROTUNDA |  | PSBB | 0 | ACTIVE | 01A-PSBB.RTDA
PSBB.TUNN | (COMP) PASSENGER BOARDING BRIDGE, TUNNEL |  | PSBB | 0 | ACTIVE | 01A-PSBB.TUNN
PSBB.WBOG | (COMP) PASSENGER BOARDING BRIDGE, WHEEL BOGIE |  | PSBB | 0 | ACTIVE | 01A-PSBB.WBOG
PSBB-CBNT | (ASSET) PASSENGER BOARDING BRIDGE, CABINET |  | PSBB | 0 | ACTIVE | 01A-PSBB-CBNT
PSBB-LFTC | (ASSET) PASSENGER BOARDING BRIDGE, LIFT COLUMN |  | PSBB | 0 | ACTIVE | 01A-PSBB-LFTC
PSBB-RTDA | (ASSET) PASSENGER BOARDING BRIDGE, ROTUNDA |  | PSBB | 0 | ACTIVE | 01A-PSBB-RTDA
PSBB-TUNN | (ASSET) PASSENGER BOARDING BRIDGE, TUNNEL |  | PSBB | 0 | ACTIVE | 01A-PSBB-TUNN
PSBB-WBOG | (ASSET) PASSENGER BOARDING BRIDGE, WHEEL BOGIE |  | PSBB | 0 | ACTIVE | 01A-PSBB-WBOG
BFPV | BACKFLOW PREVENTER |  |  | 0 | ACTIVE | 01B-BFPV
PWCB | POTABLE WATER CABINET |  |  | 0 | ACTIVE | 01B-PWCB
PCAU | PRECONDITIONED AIR UNIT |  |  | 0 | ACTIVE | 01C-PCAU
PCAU.HOSE | (COMP) PRECONDITIONED AIR UNIT, HOSE |  | PCAU | 0 | ACTIVE | 01C-PCAU.HOSE
PCAU-HOSE | (ASSET) PRECONDITIONED AIR UNIT, HOSE |  | PCAU | 0 | ACTIVE | 01C-PCAU-HOSE
VDIGS | VISUAL DISPLAY GUIDANCE SYSTEM |  |  | 0 | ACTIVE | 01D-VDIGS
GPWU | GROUND POWER UNIT |  |  | 0 | ACTIVE | 01E-GPWU
GPWU-DSCS | (ASSET) GROUND POWER UNIT, DISCONNECT SWITCH |  | GPWU | 0 | ACTIVE | 01E-GPWU-DSCS
CNTR | CONTROLLER |  |  | 0 | ACTIVE | 02A-CNTR
CNTR.SPNL | (COMP) CONTROLLER, SUPERVISORY PANEL |  | CNTR | 0 | ACTIVE | 02A-CNTR.SPNL
CNTR.STRT | (COMP) CONTROLLER, VFD/ STARTER |  | CNTR | 0 | ACTIVE | 02A-CNTR.STRT
CNTR:BRKR | (COMP) CONTROLLER, CIRCUIT BREAKER |  | CNTR | 0 | ACTIVE | 02A-CNTR:BRKR
CNTR:CMPB | (COMP) CONTROLLER, COMPUTER BOARD |  | CNTR | 0 | ACTIVE | 02A-CNTR:CMPB
CNTR:FUSE | (COMP) CONTROLLER, FUSE |  | CNTR | 0 | ACTIVE | 02A-CNTR:FUSE
CNTR:SNSR | (COMP) CONTROLLER, SENSOR |  | CNTR | 0 | ACTIVE | 02A-CNTR:SNSR
CNTR:STRT | (COMP) CONTROLLER, VFD/ STARTER |  | CNTR | 0 | ACTIVE | 02A-CNTR:STRT
CNTR:SWCH | (COMP) CONTROLLER, SWITCH |  | CNTR | 0 | ACTIVE | 02A-CNTR:SWCH
CNTR:XFMR | (COMP) CONTROLLER, TRANSFORMER |  | CNTR | 0 | ACTIVE | 02A-CNTR:XFMR
DRVS | DRIVE SYSTEM |  |  | 0 | ACTIVE | 02A-DRVS
DRVS.DRIV | (COMP) DRIVE SYSTEM, DRIVE |  | DRVS | 0 | ACTIVE | 02A-DRVS.DRIV
DRVS.HDPG | (COMP) DRIVE SYSTEM, HYDRAULIC PIPING |  | DRVS | 0 | ACTIVE | 02A-DRVS.HDPG
DRVS.HDPP | (COMP) DRIVE SYSTEM, HYDRAULIC PUMP |  | DRVS | 0 | ACTIVE | 02A-DRVS.HDPP
DRVS.HDTK | (COMP) DRIVE SYSTEM, HYDRAULIC TANK |  | DRVS | 0 | ACTIVE | 02A-DRVS.HDTK
DRVS.MOTR | (COMP) DRIVE SYSTEM, MOTOR |  | DRVS | 0 | ACTIVE | 02A-DRVS.MOTR
DRVS.OCOLR | (COMP) DRIVE SYSTEM, OIL COOLER |  | DRVS | 0 | ACTIVE | 02A-DRVS.OCOLR
DRVS.SNSR | (COMP) DRIVE SYSTEM, SENSOR |  | DRVS | 0 | ACTIVE | 02A-DRVS.SNSR
DRVS.SPNL | (COMP) DRIVE SYSTEM, SUPERVISORY PANEL |  | DRVS | 0 | ACTIVE | 02A-DRVS.SPNL
DRVS.TKHT | (COMP) DRIVE SYSTEM, TANK HEATER |  | DRVS | 0 | ACTIVE | 02A-DRVS.TKHT
DRVS.TRVS | (COMP) DRIVE SYSTEM, TRAVEL SHEAVE |  | DRVS | 0 | ACTIVE | 02A-DRVS.TRVS
DRVS.VLV | (COMP) DRIVE SYSTEM, VALVE |  | DRVS | 0 | ACTIVE | 02A-DRVS.VLV
DRVS:BRKR | (COMP) DRIVE SYSTEM, CIRCUIT BREAKER |  | DRVS | 0 | ACTIVE | 02A-DRVS:BRKR
DRVS:FUSE | (COMP) DRIVE SYSTEM, FUSE |  | DRVS | 0 | ACTIVE | 02A-DRVS:FUSE
DRVS:PBTN | (COMP) DRIVE SYSTEM, PUSH BUTTON |  | DRVS | 0 | ACTIVE | 02A-DRVS:PBTN
DRVS:STRT | (COMP) DRIVE SYSTEM, VFD/ STARTER |  | DRVS | 0 | ACTIVE | 02A-DRVS:STRT
DRVS:SWCH | (COMP) DRIVE SYSTEM, SWITCH |  | DRVS | 0 | ACTIVE | 02A-DRVS:SWCH
DRVS:XFMR | (COMP) DRIVE SYSTEM, TRANSFORMER |  | DRVS | 0 | ACTIVE | 02A-DRVS:XFMR
DSCS | DISCONNECT SWITCH |  |  | 0 | ACTIVE | 02A-DSCS
DSCS:FUSE | (COMP) DISCONNECT SWITCH, FUSE |  | DSCS | 0 | ACTIVE | 02A-DSCS:FUSE
ELEV | ELEVATOR |  |  | 0 | ACTIVE | 02A-ELEV
ELEV.CABLL | (COMP) ELEVATOR, CAR ALARM BELL |  | ELEV | 0 | ACTIVE | 02A-ELEV.CABLL
ELEV.CARD | (COMP) ELEVATOR, CAR DOOR |  | ELEV | 0 | ACTIVE | 02A-ELEV.CARD
ELEV.CBFR | (COMP) ELEVATOR, CAR BUFFER |  | ELEV | 0 | ACTIVE | 02A-ELEV.CBFR
ELEV.CCTP | (COMP) ELEVATOR, CAR CONTROLL PANEL |  | ELEV | 0 | ACTIVE | 02A-ELEV.CCTP
ELEV.CLTG | (COMP) ELEVATOR, CAR LIGHTING |  | ELEV | 0 | ACTIVE | 02A-ELEV.CLTG
ELEV.CTRW | (COMP) ELEVATOR, COUNTERWEIGHT |  | ELEV | 0 | ACTIVE | 02A-ELEV.CTRW
ELEV.CVENT | (COMP) ELEVATOR, CAR VENTILATION |  | ELEV | 0 | ACTIVE | 02A-ELEV.CVENT
ELEV.FLCP | (COMP) ELEVATOR, FLOOR CALL PANEL |  | ELEV | 0 | ACTIVE | 02A-ELEV.FLCP
ELEV.GRLAT | (COMP) ELEVATOR, GUIDE RAILS & ATTACHMENT |  | ELEV | 0 | ACTIVE | 02A-ELEV.GRLAT
ELEV.GVNR | (COMP) ELEVATOR, GOVERNOR |  | ELEV | 0 | ACTIVE | 02A-ELEV.GVNR
ELEV.HSTD | (COMP) ELEVATOR, HOISTWAY DOORS |  | ELEV | 0 | ACTIVE | 02A-ELEV.HSTD
ELEV.HSTDL | (COMP) ELEVATOR, HOISTWAY DOOR LOCK |  | ELEV | 0 | ACTIVE | 02A-ELEV.HSTDL
ELEV.HSTW | (COMP) ELEVATOR, HOISTWAY |  | ELEV | 0 | ACTIVE | 02A-ELEV.HSTW
ELEV.PCYS | (COMP) ELEVATOR, PISTON, CYLINDER & SEALS |  | ELEV | 0 | ACTIVE | 02A-ELEV.PCYS
ELEV.PIT | (COMP) ELEVATOR, PIT |  | ELEV | 0 | ACTIVE | 02A-ELEV.PIT
ELEV.PLFL | (COMP) ELEVATOR, PANELS/FLOORING |  | ELEV | 0 | ACTIVE | 02A-ELEV.PLFL
ELEV.RLNG | (COMP) ELEVATOR, RAILING |  | ELEV | 0 | ACTIVE | 02A-ELEV.RLNG
ELEV.RLRGS | (COMP) ELEVATOR, ROLLER GUIDE & SHOE |  | ELEV | 0 | ACTIVE | 02A-ELEV.RLRGS
ELEV.RPTG | (COMP) ELEVATOR, ROPE AND TAG |  | ELEV | 0 | ACTIVE | 02A-ELEV.RPTG
ELEV.SGNG | (COMP) ELEVATOR, SIGNING |  | ELEV | 0 | ACTIVE | 02A-ELEV.SGNG
ELEV.SPKR | (COMP) ELEVATOR, SPEAKER |  | ELEV | 0 | ACTIVE | 02A-ELEV.SPKR
ELEV.TRVC | (COMP) ELEVATOR, TRAVELING CABLE |  | ELEV | 0 | ACTIVE | 02A-ELEV.TRVC
ELEV:CACS | (COMP) ELEVATOR, CAR LEVELING & ANTI CREEP SENSOR |  | ELEV | 0 | ACTIVE | 02A-ELEV:CACS
ELEV:DRMT | (COMP) ELEVATOR, DOOR MOTOR |  | ELEV | 0 | ACTIVE | 02A-ELEV:DRMT
ELEV:DRSN | (COMP) ELEVATOR, DOOR SENSOR |  | ELEV | 0 | ACTIVE | 02A-ELEV:DRSN
ELEV:FCPB | (COMP) ELEVATOR, FLOOR CALL PANEL BUTTON |  | ELEV | 0 | ACTIVE | 02A-ELEV:FCPB
ELEV:FCPC | (COMP) ELEVATOR, FLOOR CALL PANEL COVER |  | ELEV | 0 | ACTIVE | 02A-ELEV:FCPC
ELEV:LINK | (COMP) ELEVATOR, LINKAGE |  | ELEV | 0 | ACTIVE | 02A-ELEV:LINK
ELEV:PSBTN | (COMP) ELEVATOR, PUSH BUTTONS |  | ELEV | 0 | ACTIVE | 02A-ELEV:PSBTN
ESCR | ESCALATOR |  |  | 0 | ACTIVE | 02A-ESCR
ESCR.BMTR | (COMP) ESCALATOR, BRAKE MOTOR |  | ESCR | 0 | ACTIVE | 02A-ESCR.BMTR
ESCR.CHLU | (COMP) ESCALATOR, CHAIN LUBRICATION |  | ESCR | 0 | ACTIVE | 02A-ESCR.CHLU
ESCR.DRCHN | (COMP) ESCALATOR, DRIVE CHAIN |  | ESCR | 0 | ACTIVE | 02A-ESCR.DRCHN
ESCR.DRGR | (COMP) ESCALATOR, DRIVE GEAR |  | ESCR | 0 | ACTIVE | 02A-ESCR.DRGR
ESCR.DRUT | (COMP) ESCALATOR, DRIVE UNIT |  | ESCR | 0 | ACTIVE | 02A-ESCR.DRUT
ESCR.DRVM | (COMP) ESCALATOR, DRIVE MOTORS |  | ESCR | 0 | ACTIVE | 02A-ESCR.DRVM
ESCR.EMGS | (COMP) ESCALATOR, EMERGENCY STOP |  | ESCR | 0 | ACTIVE | 02A-ESCR.EMGS
ESCR.FLPLT | (COMP) ESCALATOR, FLOOR PLATE |  | ESCR | 0 | ACTIVE | 02A-ESCR.FLPLT
ESCR.HNDR | (COMP) ESCALATOR, HANDRAIL |  | ESCR | 0 | ACTIVE | 02A-ESCR.HNDR
ESCR.STEP | (COMP) ESCALATOR, STEPS |  | ESCR | 0 | ACTIVE | 02A-ESCR.STEP
ESCR.TNSC | (COMP) ESCALATOR, TENSION CARRIAGES |  | ESCR | 0 | ACTIVE | 02A-ESCR.TNSC
ESCR.TRUS | (COMP) ESCALATOR, TRUSSES |  | ESCR | 0 | ACTIVE | 02A-ESCR.TRUS
ESCR:BSLD | (COMP) ESCALATOR, BRAKE SOLENNOID |  | ESCR | 0 | ACTIVE | 02A-ESCR:BSLD
ESCR:CHTK | (COMP) ESCALATOR, CHAIN TRACKS |  | ESCR | 0 | ACTIVE | 02A-ESCR:CHTK
ESCR:CMBP | (COMP) ESCALATOR, COMB PLATE |  | ESCR | 0 | ACTIVE | 02A-ESCR:CMBP
ESCR:GDRL | (COMP) ESCALATOR, GUIDERAILS |  | ESCR | 0 | ACTIVE | 02A-ESCR:GDRL
ESCR:HDRD | (COMP) ESCALATOR, HANDRAIL DRIVES |  | ESCR | 0 | ACTIVE | 02A-ESCR:HDRD
ESCR:HNDB | (COMP) ESCALATOR, HANDRAIL BELT |  | ESCR | 0 | ACTIVE | 02A-ESCR:HNDB
ESCR:HNDR | (COMP) ESCALATOR, HANDRAIL |  | ESCR | 0 | ACTIVE | 02A-ESCR:HNDR
ESCR:HRRL | (COMP) ESCALATOR, HANDRAIL ROLLERS |  | ESCR | 0 | ACTIVE | 02A-ESCR:HRRL
ESCR:LSPK | (COMP) ESCALATOR, LOWER SPROCKET |  | ESCR | 0 | ACTIVE | 02A-ESCR:LSPK
ESCR:OLPT | (COMP) ESCALATOR, OIL POT |  | ESCR | 0 | ACTIVE | 02A-ESCR:OLPT
ESCR:PUMP | (COMP) ESCALATOR, PUMP |  | ESCR | 0 | ACTIVE | 02A-ESCR:PUMP
ESCR:RSER | (COMP) ESCALATOR, RISERS |  | ESCR | 0 | ACTIVE | 02A-ESCR:RSER
ESCR:SPCH | (COMP) ESCALATOR, STEP CHAIN |  | ESCR | 0 | ACTIVE | 02A-ESCR:SPCH
ESCR:SPCHR | (COMP) ESCALATOR, STEP CHAIN ROLLERS |  | ESCR | 0 | ACTIVE | 02A-ESCR:SPCHR
ESCR:SPRR | (COMP) ESCALATOR, STEP ROLLERS |  | ESCR | 0 | ACTIVE | 02A-ESCR:SPRR
ESCR:STPT | (COMP) ESCALATOR, STEP TREAD |  | ESCR | 0 | ACTIVE | 02A-ESCR:STPT
MWKW | MOVING WALKWAY |  |  | 0 | ACTIVE | 02A-MWKW
MWKW.BMTR | (COMP) MOVING WALKWAY, BRAKE MOTOR |  | MWKW | 0 | ACTIVE | 02A-MWKW.BMTR
MWKW.CHLU | (COMP) MOVING WALKWAY, CHAIN LUBRICATION |  | MWKW | 0 | ACTIVE | 02A-MWKW.CHLU
MWKW.DRCHN | (COMP) MOVING WALKWAY, DRIVE CHAIN |  | MWKW | 0 | ACTIVE | 02A-MWKW.DRCHN
MWKW.DRGR | (COMP) MOVING WALKWAY, DRIVE GEAR |  | MWKW | 0 | ACTIVE | 02A-MWKW.DRGR
MWKW.DRUT | (COMP) MOVING WALKWAY, DRIVE UNIT |  | MWKW | 0 | ACTIVE | 02A-MWKW.DRUT
MWKW.DRVM | (COMP) MOVING WALKWAY, DRIVE MOTORS |  | MWKW | 0 | ACTIVE | 02A-MWKW.DRVM
MWKW.EMGS | (COMP) MOVING WALKWAY, EMERGENCY STOP |  | MWKW | 0 | ACTIVE | 02A-MWKW.EMGS
MWKW.FLPLT | (COMP) MOVING WALKWAY, FLOOR PLATE |  | MWKW | 0 | ACTIVE | 02A-MWKW.FLPLT
MWKW.HNDR | (COMP) MOVING WALKWAY, HANDRAIL |  | MWKW | 0 | ACTIVE | 02A-MWKW.HNDR
MWKW.PALT | (COMP) MOVING WALKWAY, PALLET |  | MWKW | 0 | ACTIVE | 02A-MWKW.PALT
MWKW.SPRL | (COMP) MOVING WALKWAY, SUPPORT ROLLS |  | MWKW | 0 | ACTIVE | 02A-MWKW.SPRL
MWKW.TNSC | (COMP) MOVING WALKWAY, TENSION CARRIAGES |  | MWKW | 0 | ACTIVE | 02A-MWKW.TNSC
MWKW.TRUS | (COMP) MOVING WALKWAY, TRUSSES |  | MWKW | 0 | ACTIVE | 02A-MWKW.TRUS
MWKW:BSLD | (COMP) MOVING WALKWAY, BRAKE SOLENNOID |  | MWKW | 0 | ACTIVE | 02A-MWKW:BSLD
MWKW:CHTK | (COMP) MOVING WALKWAY, CHAIN TRACKS |  | MWKW | 0 | ACTIVE | 02A-MWKW:CHTK
MWKW:CMBP | (COMP) MOVING WALKWAY, COMB PLATE |  | MWKW | 0 | ACTIVE | 02A-MWKW:CMBP
MWKW:GDRL | (COMP) MOVING WALKWAY, GUIDERAILS |  | MWKW | 0 | ACTIVE | 02A-MWKW:GDRL
MWKW:HDDW | (COMP) MOVING WALKWAY, HANDRAIL DRIVE WHEELS |  | MWKW | 0 | ACTIVE | 02A-MWKW:HDDW
MWKW:HDRD | (COMP) MOVING WALKWAY, HANDRAIL DRIVES |  | MWKW | 0 | ACTIVE | 02A-MWKW:HDRD
MWKW:HNDB | (COMP) MOVING WALKWAY, HANDRAIL BELT |  | MWKW | 0 | ACTIVE | 02A-MWKW:HNDB
MWKW:HNDR | (COMP) MOVING WALKWAY, HANDRAIL |  | MWKW | 0 | ACTIVE | 02A-MWKW:HNDR
MWKW:LSPK | (COMP) MOVING WALKWAY, LOWER SPROCKET |  | MWKW | 0 | ACTIVE | 02A-MWKW:LSPK
MWKW:OLPT | (COMP) MOVING WALKWAY, OIL POT |  | MWKW | 0 | ACTIVE | 02A-MWKW:OLPT
MWKW:PLTC | (COMP) MOVING WALKWAY, PALLET CHAIN |  | MWKW | 0 | ACTIVE | 02A-MWKW:PLTC
MWKW:PLTR | (COMP) MOVING WALKWAY, PALLET ROLLERS |  | MWKW | 0 | ACTIVE | 02A-MWKW:PLTR
MWKW:PLTT | (COMP) MOVING WALKWAY, PALLET TRACKS |  | MWKW | 0 | ACTIVE | 02A-MWKW:PLTT
MWKW:PSBTN | (COMP) MOVING WALKWAY, PUSH BUTTONS |  | MWKW | 0 | ACTIVE | 02A-MWKW:PSBTN
MWKW:PUMP | (COMP) MOVING WALKWAY, PUMP |  | MWKW | 0 | ACTIVE | 02A-MWKW:PUMP
WCHL | WHEELCHAIR LIFT |  |  | 0 | ACTIVE | 02A-WCHL
ATR | AUTOMATIC TAG READER (ATR) |  |  | 0 | ACTIVE | 02B-ATR
BTSEC | BELT SECTION |  |  | 0 | ACTIVE | 02B-BTSEC
BTSEC.MOTR | (COMP) BELT SECTION, MOTOR |  | BTSEC | 0 | ACTIVE | 02B-BTSEC.MOTR
BTSEC:BELT | (COMP) BELT SECTION, BELT |  | BTSEC | 0 | ACTIVE | 02B-BTSEC:BELT
BTSEC:BRNG | (COMP) BELT SECTION, BEARING |  | BTSEC | 0 | ACTIVE | 02B-BTSEC:BRNG
BTSEC:ROLR | (COMP) BELT SECTION, ROLLERS/GUIDE WHEELS |  | BTSEC | 0 | ACTIVE | 02B-BTSEC:ROLR
BTSEC:SHAFT | (COMP) BELT SECTION, SHAFT |  | BTSEC | 0 | ACTIVE | 02B-BTSEC:SHAFT
BTSEC:SPNE | (COMP) BELT SECTION, SPINE |  | BTSEC | 0 | ACTIVE | 02B-BTSEC:SPNE
BTSEC:ZIPP | (COMP) BELT SECTION, ZIPPER |  | BTSEC | 0 | ACTIVE | 02B-BTSEC:ZIPP
CHUT | CHUTE |  |  | 0 | ACTIVE | 02B-CHUT
CNTS | CONTROL STATION |  |  | 0 | ACTIVE | 02B-CNTS
DBWC | DUMBWAITER CAR |  |  | 0 | ACTIVE | 02B-DBWC
DBWC.CARD | (COMP) DUMBWAITER CAR, CAR DOOR |  | DBWC | 0 | ACTIVE | 02B-DBWC.CARD
DBWC.PLFL | (COMP) DUMBWAITER CAR, PANELS/FLOORING |  | DBWC | 0 | ACTIVE | 02B-DBWC.PLFL
DBWC:CACS | (COMP) DUMBWAITER CAR, CAR LEVELING & ANTI CREEP SENSOR |  | DBWC | 0 | ACTIVE | 02B-DBWC:CACS
DBWC:DRMT | (COMP) DUMBWAITER CAR, DOOR MOTOR |  | DBWC | 0 | ACTIVE | 02B-DBWC:DRMT
DSCS | DISCONNECT SWITCH |  |  | 0 | ACTIVE | 02B-DSCS
DSCS:FUSE | (COMP) DISCONNECT SWITCH, FUSE |  | DSCS | 0 | ACTIVE | 02B-DSCS:FUSE
DVTR | DIVERTER/PADDLE ASSEMBLY/PUSHER/HIGH SPEED DIVERTER |  |  | 0 | ACTIVE | 02B-DVTR
HOST | HOIST |  |  | 0 | ACTIVE | 02B-HOST
HOST.CNTL | (COMP) HOIST, CONTROLS |  | HOST | 0 | ACTIVE | 02B-HOST.CNTL
LTCT | LIGHT CURTAIN |  |  | 0 | ACTIVE | 02B-LTCT
MTCTRP | MOTOR CONTROL PANEL |  |  | 0 | ACTIVE | 02B-MTCTRP
MTCTRP.STRT | (COMP) MOTOR CONTROL PANEL, VFD/ STARTER |  | MTCTRP | 0 | ACTIVE | 02B-MTCTRP.STRT
MTCTRP:PLC | (COMP) MOTOR CONTROL PANEL, PROGRAMMABLE LOGIC CONTROLLER (PLC) |  | MTCTRP | 0 | ACTIVE | 02B-MTCTRP:PLC
SFDR | DOOR (SECURITY/FIRE) |  |  | 0 | ACTIVE | 02B-SFDR
SHDR | SHAFT ENCODER |  |  | 0 | ACTIVE | 02B-SHDR
TRLY | TROLLEY |  |  | 0 | ACTIVE | 02B-TRLY
VSU | VERTICAL SORTATION UNIT (VSU) |  |  | 0 | ACTIVE | 02B-VSU
VSU.BCDSCR | (COMP) VERTICAL SORTATION UNIT (VSU), BARCODE SCANNER |  | VSU | 0 | ACTIVE | 02B-VSU.BCDSCR
VSU.SNSR | (COMP) VERTICAL SORTATION UNIT (VSU), SENSOR |  | VSU | 0 | ACTIVE | 02B-VSU.SNSR
XRAYM | X-RAY MACHINE |  |  | 0 | ACTIVE | 02B-XRAYM
ANPL | ANNUNCIATOR PANEL |  |  | 0 | ACTIVE | 03A-ANPL
AVDV | AUDIO / VISUAL DEVICE |  |  | 0 | ACTIVE | 03A-AVDV
DGP | DATA GATHERING PANEL (DGP) |  |  | 0 | ACTIVE | 03A-DGP
DTCT | DETECTOR |  |  | 0 | ACTIVE | 03A-DTCT
FDST | WARDEN/FIRE DEPT TELEPHONE STATION |  |  | 0 | ACTIVE | 03A-FDST
FRAP | FIRE ALARM PANEL |  |  | 0 | ACTIVE | 03A-FRAP
FRAP.ATDL | (COMP) FIRE ALARM PANEL, AUTO DIALERS |  | FRAP | 0 | ACTIVE | 03A-FRAP.ATDL
FRAP.CLMD | (COMP) FIRE ALARM PANEL, CONTROL MODULE |  | FRAP | 0 | ACTIVE | 03A-FRAP.CLMD
FRAP.GUIS | (COMP) FIRE ALARM PANEL, GUIS |  | FRAP | 0 | ACTIVE | 03A-FRAP.GUIS
FRAP.IOMD | (COMP) FIRE ALARM PANEL, IO MODULE |  | FRAP | 0 | ACTIVE | 03A-FRAP.IOMD
FRAP:BTRY | (COMP) FIRE ALARM PANEL, BATTERY |  | FRAP | 0 | ACTIVE | 03A-FRAP:BTRY
FRAP:PRNT | (COMP) FIRE ALARM PANEL, PRINTER |  | FRAP | 0 | ACTIVE | 03A-FRAP:PRNT
FRAP:PWSP | (COMP) FIRE ALARM PANEL, POWER SUPPLY |  | FRAP | 0 | ACTIVE | 03A-FRAP:PWSP
PLST | PULL STATION |  |  | 0 | ACTIVE | 03A-PLST
PRPN | PURGE PANEL |  |  | 0 | ACTIVE | 03A-PRPN
PWSP | POWER SUPPLY |  |  | 0 | ACTIVE | 03A-PWSP
BFPA | BACKFLOW PREVENTER ASSEMBLY |  |  | 0 | ACTIVE | 03B-BFPA
BFPA.ISOV | (COMP) BACKFLOW PREVENTER ASSEMBLY, ISOLATION VALVE |  | BFPA | 0 | ACTIVE | 03B-BFPA.ISOV
BFPA.TMPS | (COMP) BACKFLOW PREVENTER ASSEMBLY, TAMPER SWITCH |  | BFPA | 0 | ACTIVE | 03B-BFPA.TMPS
BFPA.WTMT | (COMP) BACKFLOW PREVENTER ASSEMBLY, WATER METER |  | BFPA | 0 | ACTIVE | 03B-BFPA.WTMT
FDC | FIRE DEPARTMENT CONNECTION |  |  | 0 | ACTIVE | 03B-FDC
FDC.CHVL | (COMP) FIRE DEPARTMENT CONNECTION, CHECK VALVE |  | FDC | 0 | ACTIVE | 03B-FDC.CHVL
FDC.PINV | (COMP) FIRE DEPARTMENT CONNECTION, POST INDICATOR VALVE |  | FDC | 0 | ACTIVE | 03B-FDC.PINV
FPMP | FIRE PUMP |  |  | 0 | ACTIVE | 03B-FPMP
FPMP.BTCR | (COMP) FIRE PUMP, BATTERY CHARGER |  | FPMP | 0 | ACTIVE | 03B-FPMP.BTCR
FPMP.CHVL | (COMP) FIRE PUMP, CHECK VALVE |  | FPMP | 0 | ACTIVE | 03B-FPMP.CHVL
FPMP.CLPL | (COMP) FIRE PUMP, CONTROL PANEL |  | FPMP | 0 | ACTIVE | 03B-FPMP.CLPL
FPMP.CPLG | (COMP) FIRE PUMP, COUPLING |  | FPMP | 0 | ACTIVE | 03B-FPMP.CPLG
FPMP.CREC | (COMP) FIRE PUMP, CHART RECORDER |  | FPMP | 0 | ACTIVE | 03B-FPMP.CREC
FPMP.MTEG | (COMP) FIRE PUMP, MOTOR / ENGINE |  | FPMP | 0 | ACTIVE | 03B-FPMP.MTEG
FPMP:BTRY | (COMP) FIRE PUMP, BATTERY |  | FPMP | 0 | ACTIVE | 03B-FPMP:BTRY
FPTH | FIRE PUMP TEST HEADER |  |  | 0 | ACTIVE | 03B-FPTH
FTNK | FUEL STORAGE TANK |  |  | 0 | ACTIVE | 03B-FTNK
FTNK.CNTV | (COMP) FUEL STORAGE TANK, CONTROL VALVE |  | FTNK | 0 | ACTIVE | 03B-FTNK.CNTV
FTNK.ISOV | (COMP) FUEL STORAGE TANK, ISOLATION VALVE |  | FTNK | 0 | ACTIVE | 03B-FTNK.ISOV
FTNK.LDET | (COMP) FUEL STORAGE TANK, LEAK DETECTION |  | FTNK | 0 | ACTIVE | 03B-FTNK.LDET
FTNK.PIPE | (COMP) FUEL STORAGE TANK, PIPE |  | FTNK | 0 | ACTIVE | 03B-FTNK.PIPE
FTNK.PUMP | (COMP) FUEL STORAGE TANK, PUMP |  | FTNK | 0 | ACTIVE | 03B-FTNK.PUMP
FTNK.VENT | (COMP) FUEL STORAGE TANK, VENTS |  | FTNK | 0 | ACTIVE | 03B-FTNK.VENT
FTNK:FFLT | (COMP) FUEL STORAGE TANK, FUEL FILTER |  | FTNK | 0 | ACTIVE | 03B-FTNK:FFLT
ISOV | ISOLATION VALVE |  |  | 0 | ACTIVE | 03B-ISOV
ISOV.MNMD | (COMP) ISOLATION VALVE, MONITORING MODULE |  | ISOV | 0 | ACTIVE | 03B-ISOV.MNMD
ISOV.TMPS | (COMP) ISOLATION VALVE, TAMPER SWITCH |  | ISOV | 0 | ACTIVE | 03B-ISOV.TMPS
JPMP | JOCKEY PUMP |  |  | 0 | ACTIVE | 03B-JPMP
JPMP.CHVL | (COMP) JOCKEY PUMP, CHECK VALVE |  | JPMP | 0 | ACTIVE | 03B-JPMP.CHVL
JPMP.CLPL | (COMP) JOCKEY PUMP, CONTROL PANEL |  | JPMP | 0 | ACTIVE | 03B-JPMP.CLPL
JPMP.MOTR | (COMP) JOCKEY PUMP, MOTOR |  | JPMP | 0 | ACTIVE | 03B-JPMP.MOTR
WSP | WATER SUPPLY PIPING |  |  | 0 | ACTIVE | 03B-WSP
WSP.FZPT | (COMP) WATER SUPPLY PIPING, FREEZE PROTECTION |  | WSP | 0 | ACTIVE | 03B-WSP.FZPT
WSP.INSL | (COMP) WATER SUPPLY PIPING, INSULATION |  | WSP | 0 | ACTIVE | 03B-WSP.INSL
WSP:GAUG | (COMP) WATER SUPPLY PIPING, GAUGES |  | WSP | 0 | ACTIVE | 03B-WSP:GAUG
WSTK | WATER STORAGE TANK |  |  | 0 | ACTIVE | 03B-WSTK
WSTK.DRNV | (COMP) WATER STORAGE TANK, DRAIN VALVE |  | WSTK | 0 | ACTIVE | 03B-WSTK.DRNV
WSTK.HEAT | (COMP) WATER STORAGE TANK, HEATER |  | WSTK | 0 | ACTIVE | 03B-WSTK.HEAT
WSTK.LADR | (COMP) WATER STORAGE TANK, LADDER |  | WSTK | 0 | ACTIVE | 03B-WSTK.LADR
WSTK.LVIN | (COMP) WATER STORAGE TANK, LEVEL INDICATOR |  | WSTK | 0 | ACTIVE | 03B-WSTK.LVIN
CAVV | COMBINATION AIR VACUUM VALVE |  |  | 0 | ACTIVE | 03C-CAVV
CNTV | CONTROL VALVE |  |  | 0 | ACTIVE | 03C-CNTV
FDC | FIRE DEPARTMENT CONNECTION |  |  | 0 | ACTIVE | 03C-FDC
FDC.CHVL | (COMP) FIRE DEPARTMENT CONNECTION, CHECK VALVE |  | FDC | 0 | ACTIVE | 03C-FDC.CHVL
FDC.PINV | (COMP) FIRE DEPARTMENT CONNECTION, POST INDICATOR VALVE |  | FDC | 0 | ACTIVE | 03C-FDC.PINV
FHR | FIRE HOSE RACK ASSEMBLY |  |  | 0 | ACTIVE | 03C-FHR
FHR.FHSC | (COMP) FIRE HOSE RACK ASSEMBLY, FIRE HOSE CABINETS |  | FHR | 0 | ACTIVE | 03C-FHR.FHSC
FHR.SIGN | (COMP) FIRE HOSE RACK ASSEMBLY, SIGN |  | FHR | 0 | ACTIVE | 03C-FHR.SIGN
FHR:HOSE | (COMP) FIRE HOSE RACK ASSEMBLY, HOSE |  | FHR | 0 | ACTIVE | 03C-FHR:HOSE
FHR:ISOV | (COMP) FIRE HOSE RACK ASSEMBLY, ISOLATION VALVE |  | FHR | 0 | ACTIVE | 03C-FHR:ISOV
HYDT | HYDRANT |  |  | 0 | ACTIVE | 03C-HYDT
ISOV | ISOLATION VALVE |  |  | 0 | ACTIVE | 03C-ISOV
ISOV.MNMD | (COMP) ISOLATION VALVE, MONITORING MODULE |  | ISOV | 0 | ACTIVE | 03C-ISOV.MNMD
ISOV.TMPS | (COMP) ISOLATION VALVE, TAMPER SWITCH |  | ISOV | 0 | ACTIVE | 03C-ISOV.TMPS
PIPE | PIPE |  |  | 0 | ACTIVE | 03C-PIPE
PIPE.FZPT | (COMP) PIPE, FREEZE PROTECTION |  | PIPE | 0 | ACTIVE | 03C-PIPE.FZPT
PIPE.INSL | (COMP) PIPE, INSULATION |  | PIPE | 0 | ACTIVE | 03C-PIPE.INSL
ABRT | ABORT STATION |  |  | 0 | ACTIVE | 03D-ABRT
AVDV | AUDIO / VISUAL DEVICE |  |  | 0 | ACTIVE | 03D-AVDV
DTCT | DETECTOR |  |  | 0 | ACTIVE | 03D-DTCT
PIPE | PIPE |  |  | 0 | ACTIVE | 03D-PIPE
PIPE.NOZL | (COMP) PIPE, NOZZLE |  | PIPE | 0 | ACTIVE | 03D-PIPE.NOZL
PRPN | PURGE PANEL |  |  | 0 | ACTIVE | 03D-PRPN
RLST | RELEASE STATION |  |  | 0 | ACTIVE | 03D-RLST
SPCP | SUPPRESSION CONTROL PANEL |  |  | 0 | ACTIVE | 03D-SPCP
TANK | TANK |  |  | 0 | ACTIVE | 03D-TANK
TANK.RLSD | (COMP) TANK, RELEASE SOLENOID |  | TANK | 0 | ACTIVE | 03D-TANK.RLSD
TANK.SIGN | (COMP) TANK, SIGN |  | TANK | 0 | ACTIVE | 03D-TANK.SIGN
TANK:CHEM | (COMP) TANK, CHEMICAL AGENT |  | TANK | 0 | ACTIVE | 03D-TANK:CHEM
TANK:PRSW | (COMP) TANK, PRESSURE SWITCH |  | TANK | 0 | ACTIVE | 03D-TANK:PRSW
TXPM | TRANSFER PUMP |  |  | 0 | ACTIVE | 03D-TXPM
TXPM.MOTR | (COMP) TRANSFER PUMP, MOTOR |  | TXPM | 0 | ACTIVE | 03D-TXPM.MOTR
TXPM.STRT | (COMP) TRANSFER PUMP, VFD/ STARTER |  | TXPM | 0 | ACTIVE | 03D-TXPM.STRT
FHYD | FIRE HYDRANT |  |  | 0 | ACTIVE | 03E-FHYD
FHYD.ISOV | (COMP) FIRE HYDRANT, ISOLATION VALVE |  | FHYD | 0 | ACTIVE | 03E-FHYD.ISOV
FREX | FIRE EXTINGUISHER |  |  | 0 | ACTIVE | 03E-FREX
FREX.CBNT | (COMP) FIRE EXTINGUISHER, CABINET |  | FREX | 0 | ACTIVE | 03E-FREX.CBNT
EGLT | EMERGENCY LIGHT |  |  | 0 | ACTIVE | 03F-EGLT
EXSN | EXIT SIGN |  |  | 0 | ACTIVE | 03F-EXSN
MARK | MARKING |  |  | 0 | ACTIVE | 03F-MARK
ARCP | AIR COMPRESSOR |  |  | 0 | ACTIVE | 03G-ARCP
CLPL | CONTROL PANEL |  |  | 0 | ACTIVE | 03G-CLPL
CLPL.DCTR | (COMP) CONTROL PANEL, DETECTOR (QTY) |  | CLPL | 0 | ACTIVE | 03G-CLPL.DCTR
DELV | DELUGE ALARM VALVE |  |  | 0 | ACTIVE | 03G-DELV
DELV:GAUG | (COMP) DELUGE ALARM VALVE, GAUGES |  | DELV | 0 | ACTIVE | 03G-DELV:GAUG
DELV:PRSW | (COMP) DELUGE ALARM VALVE, PRESSURE SWITCH |  | DELV | 0 | ACTIVE | 03G-DELV:PRSW
DRNV | DRAIN VALVE |  |  | 0 | ACTIVE | 03G-DRNV
DRNV.FZPT | (COMP) DRAIN VALVE, FREEZE PROTECTION |  | DRNV | 0 | ACTIVE | 03G-DRNV.FZPT
DRYV | DRY SYSTEM ALARM VALVE |  |  | 0 | ACTIVE | 03G-DRYV
DRYV.ACCEL | (COMP) DRY SYSTEM ALARM VALVE, ACCELERATOR |  | DRYV | 0 | ACTIVE | 03G-DRYV.ACCEL
DRYV.AMND | (COMP) DRY SYSTEM ALARM VALVE, AIR MAINTENANCE DEVICE |  | DRYV | 0 | ACTIVE | 03G-DRYV.AMND
DRYV.ARCP | (COMP) DRY SYSTEM ALARM VALVE, AIR COMPRESSOR |  | DRYV | 0 | ACTIVE | 03G-DRYV.ARCP
DRYV.CLPL | (COMP) DRY SYSTEM ALARM VALVE, CONTROL PANEL |  | DRYV | 0 | ACTIVE | 03G-DRYV.CLPL
DRYV:GAUG | (COMP) DRY SYSTEM ALARM VALVE, GAUGES |  | DRYV | 0 | ACTIVE | 03G-DRYV:GAUG
DRYV:PRSW | (COMP) DRY SYSTEM ALARM VALVE, PRESSURE SWITCH |  | DRYV | 0 | ACTIVE | 03G-DRYV:PRSW
ISOV | ISOLATION VALVE |  |  | 0 | ACTIVE | 03G-ISOV
ISOV.MNMD | (COMP) ISOLATION VALVE, MONITORING MODULE |  | ISOV | 0 | ACTIVE | 03G-ISOV.MNMD
ISOV.TMPS | (COMP) ISOLATION VALVE, TAMPER SWITCH |  | ISOV | 0 | ACTIVE | 03G-ISOV.TMPS
PIPE | PIPE |  |  | 0 | ACTIVE | 03G-PIPE
PIPE.FZPT | (COMP) PIPE, FREEZE PROTECTION |  | PIPE | 0 | ACTIVE | 03G-PIPE.FZPT
PIPE.INSL | (COMP) PIPE, INSULATION |  | PIPE | 0 | ACTIVE | 03G-PIPE.INSL
PIPE:GAUG | (COMP) PIPE, GAUGES |  | PIPE | 0 | ACTIVE | 03G-PIPE:GAUG
PIPE:SPHD | (COMP) PIPE, SPRINKLER HEAD |  | PIPE | 0 | ACTIVE | 03G-PIPE:SPHD
PREV | PRE-ACTION ALARM VALVE |  |  | 0 | ACTIVE | 03G-PREV
PREV.ACCEL | (COMP) PRE-ACTION ALARM VALVE, ACCELERATOR |  | PREV | 0 | ACTIVE | 03G-PREV.ACCEL
PREV.AMND | (COMP) PRE-ACTION ALARM VALVE, AIR MAINTENANCE DEVICE |  | PREV | 0 | ACTIVE | 03G-PREV.AMND
PREV.ARCP | (COMP) PRE-ACTION ALARM VALVE, AIR COMPRESSOR |  | PREV | 0 | ACTIVE | 03G-PREV.ARCP
PREV:GAUG | (COMP) PRE-ACTION ALARM VALVE, GAUGES |  | PREV | 0 | ACTIVE | 03G-PREV:GAUG
PREV:PRSW | (COMP) PRE-ACTION ALARM VALVE, PRESSURE SWITCH |  | PREV | 0 | ACTIVE | 03G-PREV:PRSW
PREV:SOLV | (COMP) PRE-ACTION ALARM VALVE, SOLENOID VALVE |  | PREV | 0 | ACTIVE | 03G-PREV:SOLV
TSTV | ALARM TEST VALVE |  |  | 0 | ACTIVE | 03G-TSTV
WTRS | WATERFLOW SWITCH |  |  | 0 | ACTIVE | 03G-WTRS
WTRS.MNMD | (COMP) WATERFLOW SWITCH, MONITORING MODULE |  | WTRS | 0 | ACTIVE | 03G-WTRS.MNMD
BHKT | BIOHAZARD KIT |  |  | 0 | ACTIVE | 04A-BHKT
BHKT.SIGN | (COMP) BIOHAZARD KIT, SIGN |  | BHKT | 0 | ACTIVE | 04A-BHKT.SIGN
DFBL | DEFIBRILLATOR |  |  | 0 | ACTIVE | 04A-DFBL
DFBL.CBNT | (COMP) DEFIBRILLATOR, CABINET |  | DFBL | 0 | ACTIVE | 04A-DFBL.CBNT
DFBL.CBTA | (COMP) DEFIBRILLATOR, CABINET ALARM |  | DFBL | 0 | ACTIVE | 04A-DFBL.CBTA
DFBL.SIGN | (COMP) DEFIBRILLATOR, SIGN |  | DFBL | 0 | ACTIVE | 04A-DFBL.SIGN
ECCH | EVACUATION CHAIR |  |  | 0 | ACTIVE | 04A-ECCH
ECCH.CASE | (COMP) EVACUATION CHAIR, CASE |  | ECCH | 0 | ACTIVE | 04A-ECCH.CASE
FAK | FIRST AID KIT |  |  | 0 | ACTIVE | 04A-FAK
FAK.SIGN | (COMP) FIRST AID KIT, SIGN |  | FAK | 0 | ACTIVE | 04A-FAK.SIGN
SCHR | STRETCHER |  |  | 0 | ACTIVE | 04A-SCHR
SCHR.WMNT | (COMP) STRETCHER, WALL MOUNT |  | SCHR | 0 | ACTIVE | 04A-SCHR.WMNT
CESS | COMBINATION EYE WASH SHOWER STATION |  |  | 0 | ACTIVE | 04B-CESS
CESS.SIGN | (COMP) COMBINATION EYE WASH SHOWER STATION, SIGN |  | CESS | 0 | ACTIVE | 04B-CESS.SIGN
CODT | CO DETECTOR |  |  | 0 | ACTIVE | 04B-CODT
EGSW | EMERGENCY SHOWER |  |  | 0 | ACTIVE | 04B-EGSW
EWST | EYEWASH STATION |  |  | 0 | ACTIVE | 04B-EWST
EWST.SIGN | (COMP) EYEWASH STATION, SIGN |  | EWST | 0 | ACTIVE | 04B-EWST.SIGN
FPS | FALL PROTECTION SYSTEM |  |  | 0 | ACTIVE | 04B-FPS
FPS.HRNS | (COMP) FALL PROTECTION SYSTEM, HARNESS |  | FPS | 0 | ACTIVE | 04B-FPS.HRNS
FPS.LNYD | (COMP) FALL PROTECTION SYSTEM, LANYARD |  | FPS | 0 | ACTIVE | 04B-FPS.LNYD
FPS:CLIP | (COMP) FALL PROTECTION SYSTEM, CLIP |  | FPS | 0 | ACTIVE | 04B-FPS:CLIP
GSDT | GAS DETECTOR |  |  | 0 | ACTIVE | 04B-GSDT
HZCLUP | HAZMAT CLEAN UP EQUIPMENT |  |  | 0 | ACTIVE | 04B-HZCLUP
HZCLUP.PALT | (COMP) HAZMAT CLEAN UP EQUIPMENT, PALLET |  | HZCLUP | 0 | ACTIVE | 04B-HZCLUP.PALT
ODAB | OUTDOOR AIR BLOWER |  |  | 0 | ACTIVE | 04B-ODAB
ODAB:HOSE | (COMP) OUTDOOR AIR BLOWER, HOSE |  | ODAB | 0 | ACTIVE | 04B-ODAB:HOSE
TRPD | TRIPOD |  |  | 0 | ACTIVE | 04B-TRPD
TRPD.HRNS | (COMP) TRIPOD, HARNESS |  | TRPD | 0 | ACTIVE | 04B-TRPD.HRNS
TRPD.PLLY | (COMP) TRIPOD, PULLEY |  | TRPD | 0 | ACTIVE | 04B-TRPD.PLLY
TRPD.WICH | (COMP) TRIPOD, WINCH |  | TRPD | 0 | ACTIVE | 04B-TRPD.WICH
TRPD:LFLN | (COMP) TRIPOD, LIFELINE |  | TRPD | 0 | ACTIVE | 04B-TRPD:LFLN
CHUT | CHUTE |  |  | 0 | ACTIVE | 05A-CHUT
DVTR | DIVERTER/PADDLE ASSEMBLY/PUSHER/HIGH SPEED DIVERTER |  |  | 0 | ACTIVE | 05A-DVTR
VSU | VERTICAL SORTATION UNIT (VSU) |  |  | 0 | ACTIVE | 05A-VSU
VSU.BCDSCR | (COMP) VERTICAL SORTATION UNIT (VSU), BARCODE SCANNER |  | VSU | 0 | ACTIVE | 05A-VSU.BCDSCR
VSU-BCDSCR | (ASSET) VERTICAL SORTATION UNIT (VSU), BARCODE SCANNER |  | VSU | 0 | ACTIVE | 05A-VSU-BCDSCR
VSU-SNSR | (ASSET) VERTICAL SORTATION UNIT (VSU), SENSOR |  | VSU | 0 | ACTIVE | 05A-VSU-SNSR
XRAYM | X-RAY MACHINE |  |  | 0 | ACTIVE | 05A-XRAYM
ATR | AUTOMATIC TAG READER (ATR) |  |  | 0 | ACTIVE | 05B-ATR
BTSEC | BELT SECTION |  |  | 0 | ACTIVE | 05B-BTSEC
CHUT | CHUTE |  |  | 0 | ACTIVE | 05B-CHUT
CTRSTNB | BHS CONTROL STATION |  |  | 0 | ACTIVE | 05B-CTRSTNB
MOTR | MOTOR |  |  | 0 | ACTIVE | 05B-MOTR
MTRDS | MOTOR DISCONNECT SWITCH |  |  | 0 | ACTIVE | 05B-MTRDS
SFDR | DOOR (SECURITY/FIRE) |  |  | 0 | ACTIVE | 05B-SFDR
ATR | AUTOMATIC TAG READER (ATR) |  |  | 0 | ACTIVE | 05C-ATR
BTSEC | BELT SECTION |  |  | 0 | ACTIVE | 05C-BTSEC
CHUT | CHUTE |  |  | 0 | ACTIVE | 05C-CHUT
CTRSTNB | BHS CONTROL STATION |  |  | 0 | ACTIVE | 05C-CTRSTNB
DVTR | DIVERTER/PADDLE ASSEMBLY/PUSHER/HIGH SPEED DIVERTER |  |  | 0 | ACTIVE | 05C-DVTR
MOTR | MOTOR |  |  | 0 | ACTIVE | 05C-MOTR
MTRDS | MOTOR DISCONNECT SWITCH |  |  | 0 | ACTIVE | 05C-MTRDS
SFDR | DOOR (SECURITY/FIRE) |  |  | 0 | ACTIVE | 05C-SFDR
VSU | VERTICAL SORTATION UNIT (VSU) |  |  | 0 | ACTIVE | 05C-VSU
VSU.BCDSCR | (COMP) VERTICAL SORTATION UNIT (VSU), BARCODE SCANNER |  | VSU | 0 | ACTIVE | 05C-VSU.BCDSCR
VSU.SNSR | (COMP) VERTICAL SORTATION UNIT (VSU), SENSOR |  | VSU | 0 | ACTIVE | 05C-VSU.SNSR
VSU-BCDSCR | (ASSET) VERTICAL SORTATION UNIT (VSU), BARCODE SCANNER |  | VSU | 0 | ACTIVE | 05C-VSU-BCDSCR
VSU-SNSR | (ASSET) VERTICAL SORTATION UNIT (VSU), SENSOR |  | VSU | 0 | ACTIVE | 05C-VSU-SNSR
XRAYM | X-RAY MACHINE |  |  | 0 | ACTIVE | 05C-XRAYM
ATR | AUTOMATIC TAG READER (ATR) |  |  | 0 | ACTIVE | 05D-ATR
BTSEC | BELT SECTION |  |  | 0 | ACTIVE | 05D-BTSEC
CHUT | CHUTE |  |  | 0 | ACTIVE | 05D-CHUT
CTRSTNB | BHS CONTROL STATION |  |  | 0 | ACTIVE | 05D-CTRSTNB
DVTR | DIVERTER/PADDLE ASSEMBLY/PUSHER/HIGH SPEED DIVERTER |  |  | 0 | ACTIVE | 05D-DVTR
MOTR | MOTOR |  |  | 0 | ACTIVE | 05D-MOTR
MTRDS | MOTOR DISCONNECT SWITCH |  |  | 0 | ACTIVE | 05D-MTRDS
SFDR | DOOR (SECURITY/FIRE) |  |  | 0 | ACTIVE | 05D-SFDR
VSU | VERTICAL SORTATION UNIT (VSU) |  |  | 0 | ACTIVE | 05D-VSU
VSU-BCDSCR | (ASSET) VERTICAL SORTATION UNIT (VSU), BARCODE SCANNER |  | VSU | 0 | ACTIVE | 05D-VSU-BCDSCR
VSU-SNSR | (ASSET) VERTICAL SORTATION UNIT (VSU), SENSOR |  | VSU | 0 | ACTIVE | 05D-VSU-SNSR
XRAYM | X-RAY MACHINE |  |  | 0 | ACTIVE | 05D-XRAYM
ATR | AUTOMATIC TAG READER (ATR) |  |  | 0 | ACTIVE | 05E-ATR
BTSEC | BELT SECTION |  |  | 0 | ACTIVE | 05E-BTSEC
CTRSTNB | BHS CONTROL STATION |  |  | 0 | ACTIVE | 05E-CTRSTNB
DVTR | DIVERTER/PADDLE ASSEMBLY/PUSHER/HIGH SPEED DIVERTER |  |  | 0 | ACTIVE | 05E-DVTR
MOTR | MOTOR |  |  | 0 | ACTIVE | 05E-MOTR
MTRDS | MOTOR DISCONNECT SWITCH |  |  | 0 | ACTIVE | 05E-MTRDS
SFDR | DOOR (SECURITY/FIRE) |  |  | 0 | ACTIVE | 05E-SFDR
VSU | VERTICAL SORTATION UNIT (VSU) |  |  | 0 | ACTIVE | 05E-VSU
VSU-BCDSCR | (ASSET) VERTICAL SORTATION UNIT (VSU), BARCODE SCANNER |  | VSU | 0 | ACTIVE | 05E-VSU-BCDSCR
VSU-SNSR | (ASSET) VERTICAL SORTATION UNIT (VSU), SENSOR |  | VSU | 0 | ACTIVE | 05E-VSU-SNSR
XRAYM | X-RAY MACHINE |  |  | 0 | ACTIVE | 05E-XRAYM
BTSEC | BELT SECTION |  |  | 0 | ACTIVE | 05F-BTSEC
CHUT | CHUTE |  |  | 0 | ACTIVE | 05F-CHUT
CTRSTNB | BHS CONTROL STATION |  |  | 0 | ACTIVE | 05F-CTRSTNB
DPLY | DISPLAY |  |  | 0 | ACTIVE | 05F-DPLY
MOTR | MOTOR |  |  | 0 | ACTIVE | 05F-MOTR
MTRDS | MOTOR DISCONNECT SWITCH |  |  | 0 | ACTIVE | 05F-MTRDS
SFDR | DOOR (SECURITY/FIRE) |  |  | 0 | ACTIVE | 05F-SFDR
CLPL | CONTROL PANEL |  |  | 0 | ACTIVE | 05G-CLPL
CTRSTNB | BHS CONTROL STATION |  |  | 0 | ACTIVE | 05G-CTRSTNB
LTCT | LIGHT CURTAIN |  |  | 0 | ACTIVE | 05G-LTCT
MTCTRP | MOTOR CONTROL PANEL |  |  | 0 | ACTIVE | 05G-MTCTRP
MTCTRP.MTST | (COMP) MOTOR CONTROL PANEL, MOTOR STARTER |  | MTCTRP | 0 | ACTIVE | 05G-MTCTRP.MTST
MTCTRP-MTST | (ASSET) MOTOR CONTROL PANEL, MOTOR STARTER |  | MTCTRP | 0 | ACTIVE | 05G-MTCTRP-MTST
PLLYD | PULL LANYARDS |  |  | 0 | ACTIVE | 05G-PLLYD
PTEYE | PHOTO EYES |  |  | 0 | ACTIVE | 05G-PTEYE
SFTEC | SHAFT ENCODERS |  |  | 0 | ACTIVE | 05G-SFTEC
SRVR | SERVER |  |  | 0 | ACTIVE | 05G-SRVR
SRVR.SFTW | (COMP) SERVER, SOFTWARE |  | SRVR | 0 | ACTIVE | 05G-SRVR.SFTW
SRVR.SNSR | (COMP) SERVER, SENSOR |  | SRVR | 0 | ACTIVE | 05G-SRVR.SNSR
SRVR-SFTW | (ASSET) SERVER, SOFTWARE |  | SRVR | 0 | ACTIVE | 05G-SRVR-SFTW
SRVR-SNSR | (ASSET) SERVER, SENSOR |  | SRVR | 0 | ACTIVE | 05G-SRVR-SNSR
WRKS | WORKSTATION |  |  | 0 | ACTIVE | 05G-WRKS
WRKS-SFTW | (ASSET) WORKSTATION, SOFTWARE |  | WRKS | 0 | ACTIVE | 05G-WRKS-SFTW
ACUR | AIR CURTAIN |  |  | 0 | ACTIVE | 06A-ACUR
ACUR.CLCL | (COMP) AIR CURTAIN, COOLING COIL |  | ACUR | 0 | ACTIVE | 06A-ACUR.CLCL
ACUR.CNTL | (COMP) AIR CURTAIN, CONTROLS |  | ACUR | 0 | ACTIVE | 06A-ACUR.CNTL
ACUR.HEMT | (COMP) AIR CURTAIN, HEATING ELEMENT |  | ACUR | 0 | ACTIVE | 06A-ACUR.HEMT
ACUR.HTCL | (COMP) AIR CURTAIN, HEATING COIL |  | ACUR | 0 | ACTIVE | 06A-ACUR.HTCL
ACUR.MOTR | (COMP) AIR CURTAIN, MOTOR |  | ACUR | 0 | ACTIVE | 06A-ACUR.MOTR
ACUR.SFAN | (COMP) AIR CURTAIN, SUPPLY FAN |  | ACUR | 0 | ACTIVE | 06A-ACUR.SFAN
ACUR:BELT | (COMP) AIR CURTAIN, BELT |  | ACUR | 0 | ACTIVE | 06A-ACUR:BELT
ACUR:FLTR | (COMP) AIR CURTAIN, FILTER |  | ACUR | 0 | ACTIVE | 06A-ACUR:FLTR
AHU | AIR HANDLING UNIT |  |  | 0 | ACTIVE | 06A-AHU
AHU.CLCL | (COMP) AIR HANDLING UNIT, COOLING COIL |  | AHU | 0 | ACTIVE | 06A-AHU.CLCL
AHU.CNTL | (COMP) AIR HANDLING UNIT, CONTROLS |  | AHU | 0 | ACTIVE | 06A-AHU.CNTL
AHU.CNTV | (COMP) AIR HANDLING UNIT, CONTROL VALVE |  | AHU | 0 | ACTIVE | 06A-AHU.CNTV
AHU.CPUMP | (COMP) AIR HANDLING UNIT, CONDENSATE PUMP |  | AHU | 0 | ACTIVE | 06A-AHU.CPUMP
AHU.DAMP | (COMP) AIR HANDLING UNIT, DAMPER |  | AHU | 0 | ACTIVE | 06A-AHU.DAMP
AHU.DEHU | (COMP) AIR HANDLING UNIT, DEHUMIDIFER |  | AHU | 0 | ACTIVE | 06A-AHU.DEHU
AHU.EWHL | (COMP) AIR HANDLING UNIT, ENERGY RECOVERY UNIT |  | AHU | 0 | ACTIVE | 06A-AHU.EWHL
AHU.FZPP | (COMP) AIR HANDLING UNIT, FREEZE PROTECTION PUMP |  | AHU | 0 | ACTIVE | 06A-AHU.FZPP
AHU.HTCL | (COMP) AIR HANDLING UNIT, HEATING COIL |  | AHU | 0 | ACTIVE | 06A-AHU.HTCL
AHU.HUMI | (COMP) AIR HANDLING UNIT, HUMIDIFIER |  | AHU | 0 | ACTIVE | 06A-AHU.HUMI
AHU.MOTR | (COMP) AIR HANDLING UNIT, MOTOR |  | AHU | 0 | ACTIVE | 06A-AHU.MOTR
AHU.PIPE | (COMP) AIR HANDLING UNIT, PIPE |  | AHU | 0 | ACTIVE | 06A-AHU.PIPE
AHU.RFAN | (COMP) AIR HANDLING UNIT, RETURN FAN |  | AHU | 0 | ACTIVE | 06A-AHU.RFAN
AHU.SFAN | (COMP) AIR HANDLING UNIT, SUPPLY FAN |  | AHU | 0 | ACTIVE | 06A-AHU.SFAN
AHU.STRT | (COMP) AIR HANDLING UNIT, VFD/ STARTER |  | AHU | 0 | ACTIVE | 06A-AHU.STRT
AHU:BELT | (COMP) AIR HANDLING UNIT, BELT |  | AHU | 0 | ACTIVE | 06A-AHU:BELT
AHU:FLTR | (COMP) AIR HANDLING UNIT, FILTER |  | AHU | 0 | ACTIVE | 06A-AHU:FLTR
CFAN | CEILING FAN |  |  | 0 | ACTIVE | 06A-CFAN
COND | CONDENSER |  |  | 0 | ACTIVE | 06A-COND
COND.CDSC | (COMP) CONDENSER, CONDENSER COIL |  | COND | 0 | ACTIVE | 06A-COND.CDSC
COND.CMPR | (COMP) CONDENSER, COMPRESSOR |  | COND | 0 | ACTIVE | 06A-COND.CMPR
COND.CNTL | (COMP) CONDENSER, CONTROLS |  | COND | 0 | ACTIVE | 06A-COND.CNTL
COND.CONF | (COMP) CONDENSER, CONDENSER FAN |  | COND | 0 | ACTIVE | 06A-COND.CONF
COND.MOTR | (COMP) CONDENSER, MOTOR |  | COND | 0 | ACTIVE | 06A-COND.MOTR
COND.STRT | (COMP) CONDENSER, VFD/ STARTER |  | COND | 0 | ACTIVE | 06A-COND.STRT
CONI | CONTROL INTERFACE |  |  | 0 | ACTIVE | 06A-CONI
DAMP | DAMPER |  |  | 0 | ACTIVE | 06A-DAMP
DAMP.MOTR | (COMP) DAMPER, MOTOR |  | DAMP | 0 | ACTIVE | 06A-DAMP.MOTR
DEHU | DEHUMIDIFER |  |  | 0 | ACTIVE | 06A-DEHU
DEHU.CNTL | (COMP) DEHUMIDIFER, CONTROLS |  | DEHU | 0 | ACTIVE | 06A-DEHU.CNTL
DEHU.DRNV | (COMP) DEHUMIDIFER, DRAIN VALVE |  | DEHU | 0 | ACTIVE | 06A-DEHU.DRNV
DSCS | DISCONNECT SWITCH |  |  | 0 | ACTIVE | 06A-DSCS
DTCT | DETECTOR |  |  | 0 | ACTIVE | 06A-DTCT
DUCT | DUCT |  |  | 0 | ACTIVE | 06A-DUCT
DUCT.INSL | (COMP) DUCT, INSULATION |  | DUCT | 0 | ACTIVE | 06A-DUCT.INSL
EXF | EXHAUST FAN |  |  | 0 | ACTIVE | 06A-EXF
EXF.MOTR | (COMP) EXHAUST FAN, MOTOR |  | EXF | 0 | ACTIVE | 06A-EXF.MOTR
EXF.STRT | (COMP) EXHAUST FAN, VFD/ STARTER |  | EXF | 0 | ACTIVE | 06A-EXF.STRT
EXF:BELT | (COMP) EXHAUST FAN, BELT |  | EXF | 0 | ACTIVE | 06A-EXF:BELT
HTRU | UNIT HEATER |  |  | 0 | ACTIVE | 06A-HTRU
HTRU.CNTV | (COMP) UNIT HEATER, CONTROL VALVE |  | HTRU | 0 | ACTIVE | 06A-HTRU.CNTV
HTRU.HTCL | (COMP) UNIT HEATER, HEATING COIL |  | HTRU | 0 | ACTIVE | 06A-HTRU.HTCL
HTRU.MOTR | (COMP) UNIT HEATER, MOTOR |  | HTRU | 0 | ACTIVE | 06A-HTRU.MOTR
HTRU.SFAN | (COMP) UNIT HEATER, SUPPLY FAN |  | HTRU | 0 | ACTIVE | 06A-HTRU.SFAN
HTRU:BELT | (COMP) UNIT HEATER, BELT |  | HTRU | 0 | ACTIVE | 06A-HTRU:BELT
HTRU:FLTR | (COMP) UNIT HEATER, FILTER |  | HTRU | 0 | ACTIVE | 06A-HTRU:FLTR
HUMI | HUMIDIFIER |  |  | 0 | ACTIVE | 06A-HUMI
ISOV | ISOLATION VALVE |  |  | 0 | ACTIVE | 06A-ISOV
PAHU | PACKAGED AIR HANDLING UNIT |  |  | 0 | ACTIVE | 06A-PAHU
PAHU.CMPR | (COMP) PACKAGED AIR HANDLING UNIT, COMPRESSOR |  | PAHU | 0 | ACTIVE | 06A-PAHU.CMPR
PAHU.CNTL | (COMP) PACKAGED AIR HANDLING UNIT, CONTROLS |  | PAHU | 0 | ACTIVE | 06A-PAHU.CNTL
PAHU.COND | (COMP) PACKAGED AIR HANDLING UNIT, CONDENSER |  | PAHU | 0 | ACTIVE | 06A-PAHU.COND
PAHU.DXCL | (COMP) PACKAGED AIR HANDLING UNIT, DX COIL |  | PAHU | 0 | ACTIVE | 06A-PAHU.DXCL
PAHU.GSBN | (COMP) PACKAGED AIR HANDLING UNIT, GAS BURNER |  | PAHU | 0 | ACTIVE | 06A-PAHU.GSBN
PAHU.HEMT | (COMP) PACKAGED AIR HANDLING UNIT, HEATING ELEMENT |  | PAHU | 0 | ACTIVE | 06A-PAHU.HEMT
PAHU.MOTR | (COMP) PACKAGED AIR HANDLING UNIT, MOTOR |  | PAHU | 0 | ACTIVE | 06A-PAHU.MOTR
PAHU.SFAN | (COMP) PACKAGED AIR HANDLING UNIT, SUPPLY FAN |  | PAHU | 0 | ACTIVE | 06A-PAHU.SFAN
PAHU:BELT | (COMP) PACKAGED AIR HANDLING UNIT, BELT |  | PAHU | 0 | ACTIVE | 06A-PAHU:BELT
PAHU:FLTR | (COMP) PACKAGED AIR HANDLING UNIT, FILTER |  | PAHU | 0 | ACTIVE | 06A-PAHU:FLTR
RAD | RADIANT HEATER |  |  | 0 | ACTIVE | 06A-RAD
RAD.CNTV | (COMP) RADIANT HEATER, CONTROL VALVE |  | RAD | 0 | ACTIVE | 06A-RAD.CNTV
RFAN | RETURN FAN |  |  | 0 | ACTIVE | 06A-RFAN
RFAN.MOTR | (COMP) RETURN FAN, MOTOR |  | RFAN | 0 | ACTIVE | 06A-RFAN.MOTR
RFAN.STRT | (COMP) RETURN FAN, VFD/ STARTER |  | RFAN | 0 | ACTIVE | 06A-RFAN.STRT
RFAN:BELT | (COMP) RETURN FAN, BELT |  | RFAN | 0 | ACTIVE | 06A-RFAN:BELT
SFAN | SUPPLY FAN |  |  | 0 | ACTIVE | 06A-SFAN
SFAN.MOTR | (COMP) SUPPLY FAN, MOTOR |  | SFAN | 0 | ACTIVE | 06A-SFAN.MOTR
SFAN.STRT | (COMP) SUPPLY FAN, VFD/ STARTER |  | SFAN | 0 | ACTIVE | 06A-SFAN.STRT
SFAN:BELT | (COMP) SUPPLY FAN, BELT |  | SFAN | 0 | ACTIVE | 06A-SFAN:BELT
VAVB | VARIABLE AIR VOLUME BOX (VAV) |  |  | 0 | ACTIVE | 06A-VAVB
VAVB.CLCL | (COMP) VARIABLE AIR VOLUME BOX (VAV), COOLING COIL |  | VAVB | 0 | ACTIVE | 06A-VAVB.CLCL
VAVB.CNTV | (COMP) VARIABLE AIR VOLUME BOX (VAV), CONTROL VALVE |  | VAVB | 0 | ACTIVE | 06A-VAVB.CNTV
VAVB.HTCL | (COMP) VARIABLE AIR VOLUME BOX (VAV), HEATING COIL |  | VAVB | 0 | ACTIVE | 06A-VAVB.HTCL
VAVB.MOTR | (COMP) VARIABLE AIR VOLUME BOX (VAV), MOTOR |  | VAVB | 0 | ACTIVE | 06A-VAVB.MOTR
BFPV | BACKFLOW PREVENTER |  |  | 0 | ACTIVE | 07A-BFPV
CAB | CAB |  |  | 0 | ACTIVE | 07A-CAB
CAB.BGCB | (COMP) CAB, BAGGAGE CONVEYOR BELT |  | CAB | 0 | ACTIVE | 07A-CAB.BGCB
CAB.BRHD | (COMP) CAB, BRIDGE HEAD |  | CAB | 0 | ACTIVE | 07A-CAB.BRHD
CAB.DOOR | (COMP) CAB, DOOR |  | CAB | 0 | ACTIVE | 07A-CAB.DOOR
CAB.OPCN | (COMP) CAB, OPERATOR CONSOLE |  | CAB | 0 | ACTIVE | 07A-CAB.OPCN
CAB.SVST | (COMP) CAB, SERVICE STAIRCASE |  | CAB | 0 | ACTIVE | 07A-CAB.SVST
GPWU | GROUND POWER UNIT |  |  | 0 | ACTIVE | 07A-GPWU
HMLT | HIGH MAST LIGHTING TOWER |  |  | 0 | ACTIVE | 07A-HMLT
HMLT.FNDN | (COMP) HIGH MAST LIGHTING TOWER, FOUNDATION |  | HMLT | 0 | ACTIVE | 07A-HMLT.FNDN
HMLT.GRLD | (COMP) HIGH MAST LIGHTING TOWER, GROUND LIGHTNING DEVICE |  | HMLT | 0 | ACTIVE | 07A-HMLT.GRLD
HMLT.HMRF | (COMP) HIGH MAST LIGHTING TOWER, HIGH MAST RING FIXTURE |  | HMLT | 0 | ACTIVE | 07A-HMLT.HMRF
HMLT.LBFL | (COMP) HIGH MAST LIGHTING TOWER, LIGHT BASE FLANGE |  | HMLT | 0 | ACTIVE | 07A-HMLT.LBFL
HMLT.LFIXT | (COMP) HIGH MAST LIGHTING TOWER, LIGHT FIXTURE |  | HMLT | 0 | ACTIVE | 07A-HMLT.LFIXT
HMLT.LTRD | (COMP) HIGH MAST LIGHTING TOWER, LIGHTNING ROD |  | HMLT | 0 | ACTIVE | 07A-HMLT.LTRD
HMLT.LWRP | (COMP) HIGH MAST LIGHTING TOWER, LIFTING WIRE ROPE |  | HMLT | 0 | ACTIVE | 07A-HMLT.LWRP
HMLT.MSTH | (COMP) HIGH MAST LIGHTING TOWER, MAST HEAD |  | HMLT | 0 | ACTIVE | 07A-HMLT.MSTH
HMLT.MSTS | (COMP) HIGH MAST LIGHTING TOWER, MAST POLE SECTION |  | HMLT | 0 | ACTIVE | 07A-HMLT.MSTS
HMLT.PCBL | (COMP) HIGH MAST LIGHTING TOWER, POWER CABLE |  | HMLT | 0 | ACTIVE | 07A-HMLT.PCBL
HMLT.WNCH | (COMP) HIGH MAST LIGHTING TOWER, WINCH ASSEMBLY (INCLUDES MOTOR) |  | HMLT | 0 | ACTIVE | 07A-HMLT.WNCH
HYPT | HYDRANT PIT |  |  | 0 | ACTIVE | 07A-HYPT
HYPT:COVR | (COMP) HYDRANT PIT, COVER |  | HYPT | 0 | ACTIVE | 07A-HYPT:COVR
LFTC | LIFT COLUMN |  |  | 0 | ACTIVE | 07A-LFTC
LFTC.MOTR | (COMP) LIFT COLUMN, MOTOR |  | LFTC | 0 | ACTIVE | 07A-LFTC.MOTR
LTPL | LIGHT POLE |  |  | 0 | ACTIVE | 07A-LTPL
LTPL.BASE | (COMP) LIGHT POLE, BASE |  | LTPL | 0 | ACTIVE | 07A-LTPL.BASE
LTPL.FNDN | (COMP) LIGHT POLE, FOUNDATION |  | LTPL | 0 | ACTIVE | 07A-LTPL.FNDN
LTPL.POLE | (COMP) LIGHT POLE, POLE |  | LTPL | 0 | ACTIVE | 07A-LTPL.POLE
LTPL:BLDV | (COMP) LIGHT POLE, BALLAST/DRIVER |  | LTPL | 0 | ACTIVE | 07A-LTPL:BLDV
LTPL:LPLD | (COMP) LIGHT POLE, LAMP/LED |  | LTPL | 0 | ACTIVE | 07A-LTPL:LPLD
PCAU | PRECONDITIONED AIR UNIT |  |  | 0 | ACTIVE | 07A-PCAU
PCAU.HOSE | (COMP) PRECONDITIONED AIR UNIT, HOSE |  | PCAU | 0 | ACTIVE | 07A-PCAU.HOSE
PCAU:FLTR | (COMP) PRECONDITIONED AIR UNIT, FILTER |  | PCAU | 0 | ACTIVE | 07A-PCAU:FLTR
PSBB | PASSENGER BOARDING BRIDGE |  |  | 0 | ACTIVE | 07A-PSBB
PWCB | POTABLE WATER CABINET |  |  | 0 | ACTIVE | 07A-PWCB
RTDA | ROTUNDA |  |  | 0 | ACTIVE | 07A-RTDA
TUNN | TUNNEL |  |  | 0 | ACTIVE | 07A-TUNN
TUNN.BRRL | (COMP) TUNNEL, BRIDGE ROLLERS |  | TUNN | 0 | ACTIVE | 07A-TUNN.BRRL
TUNN.DOOR | (COMP) TUNNEL, DOOR |  | TUNN | 0 | ACTIVE | 07A-TUNN.DOOR
TUNN.EXF | (COMP) TUNNEL, EXHAUST FAN |  | TUNN | 0 | ACTIVE | 07A-TUNN.EXF
TUNN.FLOR | (COMP) TUNNEL, FLOOR |  | TUNN | 0 | ACTIVE | 07A-TUNN.FLOR
TUNN.HDRL | (COMP) TUNNEL, HAND RAILING |  | TUNN | 0 | ACTIVE | 07A-TUNN.HDRL
TUNN:LAMP | (COMP) TUNNEL, LAMP |  | TUNN | 0 | ACTIVE | 07A-TUNN:LAMP
TUNN:PAINT | (COMP) TUNNEL, PAINT |  | TUNN | 0 | ACTIVE | 07A-TUNN:PAINT
TUNN:WLPL | (COMP) TUNNEL, WALL PANELS |  | TUNN | 0 | ACTIVE | 07A-TUNN:WLPL
VDGS | VISUAL DOCKING GUIDANCE SYSTEM |  |  | 0 | ACTIVE | 07A-VDGS
WBOG | WHEEL BOGIE |  |  | 0 | ACTIVE | 07A-WBOG
WBOG.MOTR | (COMP) WHEEL BOGIE, MOTOR |  | WBOG | 0 | ACTIVE | 07A-WBOG.MOTR
WRSF | WEARING SURFACE |  |  | 0 | ACTIVE | 07A-WRSF
WRSF.BLRD | (COMP) WEARING SURFACE, BOLLARD |  | WRSF | 0 | ACTIVE | 07A-WRSF.BLRD
WRSF.LFIXT | (COMP) WEARING SURFACE, LIGHT FIXTURE |  | WRSF | 0 | ACTIVE | 07A-WRSF.LFIXT
WRSF.MARK | (COMP) WEARING SURFACE, MARKINGS |  | WRSF | 0 | ACTIVE | 07A-WRSF.MARK
WRSF:DNCV | (COMP) WEARING SURFACE, DRAIN/COVER |  | WRSF | 0 | ACTIVE | 07A-WRSF:DNCV
AUTD | AUTOMATED DOOR |  |  | 0 | ACTIVE | 07B-AUTD
AUTD.CNTL | (COMP) AUTOMATED DOOR, CONTROLS |  | AUTD | 0 | ACTIVE | 07B-AUTD.CNTL
AUTD.DRCL | (COMP) AUTOMATED DOOR, DOOR CLOSER |  | AUTD | 0 | ACTIVE | 07B-AUTD.DRCL
AUTD.MOTR | (COMP) AUTOMATED DOOR, MOTOR |  | AUTD | 0 | ACTIVE | 07B-AUTD.MOTR
AUTD.PSBTN | (COMP) AUTOMATED DOOR, PUSH BUTTONS |  | AUTD | 0 | ACTIVE | 07B-AUTD.PSBTN
AUTD.SNSR | (COMP) AUTOMATED DOOR, SENSOR |  | AUTD | 0 | ACTIVE | 07B-AUTD.SNSR
AUTD:DRSP | (COMP) AUTOMATED DOOR, DOOR SWEEP |  | AUTD | 0 | ACTIVE | 07B-AUTD:DRSP
AUTD:GLSP | (COMP) AUTOMATED DOOR, GLASS PANE |  | AUTD | 0 | ACTIVE | 07B-AUTD:GLSP
AUTD:METF | (COMP) AUTOMATED DOOR, METALIC FRAME |  | AUTD | 0 | ACTIVE | 07B-AUTD:METF
AUTD:METP | (COMP) AUTOMATED DOOR, METALIC PANEL |  | AUTD | 0 | ACTIVE | 07B-AUTD:METP
CHBR | VEHICLE BARRIER |  |  | 0 | ACTIVE | 07B-CHBR
CMRA | CAMERA |  |  | 0 | ACTIVE | 07B-CMRA
DCSYS | DUST COLLECTION SYSTEM |  |  | 0 | ACTIVE | 07B-DCSYS
DIMD | DOOR INTERFACE MODULE |  |  | 0 | ACTIVE | 07B-DIMD
DIMD.CRDR | (COMP) DOOR INTERFACE MODULE, CARD READER |  | DIMD | 0 | ACTIVE | 07B-DIMD.CRDR
DIMD.DRCT | (COMP) DOOR INTERFACE MODULE, DOOR CONTACTS |  | DIMD | 0 | ACTIVE | 07B-DIMD.DRCT
DIMD.PTEB | (COMP) DOOR INTERFACE MODULE, PUSH REQUEST TO EXIT (REX) |  | DIMD | 0 | ACTIVE | 07B-DIMD.PTEB
DIMD.STRB | (COMP) DOOR INTERFACE MODULE, STROBE |  | DIMD | 0 | ACTIVE | 07B-DIMD.STRB
DOOR | DOOR |  |  | 0 | ACTIVE | 07B-DOOR
HMLT | HIGH MAST LIGHTING TOWER |  |  | 0 | ACTIVE | 07B-HMLT
HMLT.FNDN | (COMP) HIGH MAST LIGHTING TOWER, FOUNDATION |  | HMLT | 0 | ACTIVE | 07B-HMLT.FNDN
HMLT.GRLD | (COMP) HIGH MAST LIGHTING TOWER, GROUND LIGHTNING DEVICE |  | HMLT | 0 | ACTIVE | 07B-HMLT.GRLD
HMLT.HMRF | (COMP) HIGH MAST LIGHTING TOWER, HIGH MAST RING FIXTURE |  | HMLT | 0 | ACTIVE | 07B-HMLT.HMRF
HMLT.LBFL | (COMP) HIGH MAST LIGHTING TOWER, LIGHT BASE FLANGE |  | HMLT | 0 | ACTIVE | 07B-HMLT.LBFL
HMLT.LFIXT | (COMP) HIGH MAST LIGHTING TOWER, LIGHT FIXTURE |  | HMLT | 0 | ACTIVE | 07B-HMLT.LFIXT
HMLT.LTRD | (COMP) HIGH MAST LIGHTING TOWER, LIGHTNING ROD |  | HMLT | 0 | ACTIVE | 07B-HMLT.LTRD
HMLT.LWRP | (COMP) HIGH MAST LIGHTING TOWER, LIFTING WIRE ROPE |  | HMLT | 0 | ACTIVE | 07B-HMLT.LWRP
HMLT.MSTH | (COMP) HIGH MAST LIGHTING TOWER, MAST HEAD |  | HMLT | 0 | ACTIVE | 07B-HMLT.MSTH
HMLT.MSTS | (COMP) HIGH MAST LIGHTING TOWER, MAST POLE SECTION |  | HMLT | 0 | ACTIVE | 07B-HMLT.MSTS
HMLT.PCBL | (COMP) HIGH MAST LIGHTING TOWER, POWER CABLE |  | HMLT | 0 | ACTIVE | 07B-HMLT.PCBL
HMLT.WNCH | (COMP) HIGH MAST LIGHTING TOWER, WINCH ASSEMBLY (INCLUDES MOTOR) |  | HMLT | 0 | ACTIVE | 07B-HMLT.WNCH
INTS | INTERIOR SPACE |  |  | 0 | ACTIVE | 07B-INTS
INTS.APLN | (COMP) INTERIOR SPACE, APPLIANCE |  | INTS | 0 | ACTIVE | 07B-INTS.APLN
INTS.ART | (COMP) INTERIOR SPACE, ART |  | INTS | 0 | ACTIVE | 07B-INTS.ART
INTS.CLNG | (COMP) INTERIOR SPACE, CEILINGS |  | INTS | 0 | ACTIVE | 07B-INTS.CLNG
INTS.DFGL | (COMP) INTERIOR SPACE, DIFFUSER/GRILL |  | INTS | 0 | ACTIVE | 07B-INTS.DFGL
INTS.DOOR | (COMP) INTERIOR SPACE, DOOR |  | INTS | 0 | ACTIVE | 07B-INTS.DOOR
INTS.FLOR | (COMP) INTERIOR SPACE, FLOOR |  | INTS | 0 | ACTIVE | 07B-INTS.FLOR
INTS.FURN | (COMP) INTERIOR SPACE, FURNITURE |  | INTS | 0 | ACTIVE | 07B-INTS.FURN
INTS.GSWD | (COMP) INTERIOR SPACE, GLASS/WINDOW |  | INTS | 0 | ACTIVE | 07B-INTS.GSWD
INTS.LFIXT | (COMP) INTERIOR SPACE, LIGHT FIXTURE |  | INTS | 0 | ACTIVE | 07B-INTS.LFIXT
INTS.MLWK | (COMP) INTERIOR SPACE, MILLWORK |  | INTS | 0 | ACTIVE | 07B-INTS.MLWK
INTS.OTSW | (COMP) INTERIOR SPACE, OUTLETS/SWITCHES |  | INTS | 0 | ACTIVE | 07B-INTS.OTSW
INTS.SNNC | (COMP) INTERIOR SPACE, ROOM NAME SIGNS (NOT COORDINATED) |  | INTS | 0 | ACTIVE | 07B-INTS.SNNC
INTS.WALLS | (COMP) INTERIOR SPACE, WALLS |  | INTS | 0 | ACTIVE | 07B-INTS.WALLS
INTS:DNCV | (COMP) INTERIOR SPACE, DRAIN/COVER |  | INTS | 0 | ACTIVE | 07B-INTS:DNCV
LODO | LOADING DOCK SPACE |  |  | 0 | ACTIVE | 07B-LODO
LODO.BAY | (COMP) LOADING DOCK SPACE, BAY |  | LODO | 0 | ACTIVE | 07B-LODO.BAY
LODO.BLRD | (COMP) LOADING DOCK SPACE, BOLLARD |  | LODO | 0 | ACTIVE | 07B-LODO.BLRD
LODO.BUMP | (COMP) LOADING DOCK SPACE, BUMPERS |  | LODO | 0 | ACTIVE | 07B-LODO.BUMP
LODO.DKLV | (COMP) LOADING DOCK SPACE, DOCK LEVELER |  | LODO | 0 | ACTIVE | 07B-LODO.DKLV
LODO.LFIXT | (COMP) LOADING DOCK SPACE, LIGHT FIXTURE |  | LODO | 0 | ACTIVE | 07B-LODO.LFIXT
LODO.OTSW | (COMP) LOADING DOCK SPACE, OUTLETS/SWITCHES |  | LODO | 0 | ACTIVE | 07B-LODO.OTSW
LODO.RAMP | (COMP) LOADING DOCK SPACE, RAMP |  | LODO | 0 | ACTIVE | 07B-LODO.RAMP
LODO.RLNG | (COMP) LOADING DOCK SPACE, RAILING |  | LODO | 0 | ACTIVE | 07B-LODO.RLNG
LODO.SNNC | (COMP) LOADING DOCK SPACE, ROOM NAME SIGNS (NOT COORDINATED) |  | LODO | 0 | ACTIVE | 07B-LODO.SNNC
LODO.STRS | (COMP) LOADING DOCK SPACE, STAIRS |  | LODO | 0 | ACTIVE | 07B-LODO.STRS
LTPL | LIGHT POLE |  |  | 0 | ACTIVE | 07B-LTPL
LTPL.BASE | (COMP) LIGHT POLE, BASE |  | LTPL | 0 | ACTIVE | 07B-LTPL.BASE
LTPL.FNDN | (COMP) LIGHT POLE, FOUNDATION |  | LTPL | 0 | ACTIVE | 07B-LTPL.FNDN
LTPL.POLE | (COMP) LIGHT POLE, POLE |  | LTPL | 0 | ACTIVE | 07B-LTPL.POLE
LTPL:BLDV | (COMP) LIGHT POLE, BALLAST/DRIVER |  | LTPL | 0 | ACTIVE | 07B-LTPL:BLDV
LTPL:LPLD | (COMP) LIGHT POLE, LAMP/LED |  | LTPL | 0 | ACTIVE | 07B-LTPL:LPLD
PSGS | PASSAGEWAY SPACE |  |  | 0 | ACTIVE | 07B-PSGS
PSGS.APLN | (COMP) PASSAGEWAY SPACE, APPLIANCE |  | PSGS | 0 | ACTIVE | 07B-PSGS.APLN
PSGS.ART | (COMP) PASSAGEWAY SPACE, ART |  | PSGS | 0 | ACTIVE | 07B-PSGS.ART
PSGS.CLNG | (COMP) PASSAGEWAY SPACE, CEILINGS |  | PSGS | 0 | ACTIVE | 07B-PSGS.CLNG
PSGS.DFGL | (COMP) PASSAGEWAY SPACE, DIFFUSER/GRILL |  | PSGS | 0 | ACTIVE | 07B-PSGS.DFGL
PSGS.DOOR | (COMP) PASSAGEWAY SPACE, DOOR |  | PSGS | 0 | ACTIVE | 07B-PSGS.DOOR
PSGS.FLOR | (COMP) PASSAGEWAY SPACE, FLOOR |  | PSGS | 0 | ACTIVE | 07B-PSGS.FLOR
PSGS.FURN | (COMP) PASSAGEWAY SPACE, FURNITURE |  | PSGS | 0 | ACTIVE | 07B-PSGS.FURN
PSGS.GSWD | (COMP) PASSAGEWAY SPACE, GLASS/WINDOW |  | PSGS | 0 | ACTIVE | 07B-PSGS.GSWD
PSGS.LFIXT | (COMP) PASSAGEWAY SPACE, LIGHT FIXTURE |  | PSGS | 0 | ACTIVE | 07B-PSGS.LFIXT
PSGS.MLWK | (COMP) PASSAGEWAY SPACE, MILLWORK |  | PSGS | 0 | ACTIVE | 07B-PSGS.MLWK
PSGS.OTSW | (COMP) PASSAGEWAY SPACE, OUTLETS/SWITCHES |  | PSGS | 0 | ACTIVE | 07B-PSGS.OTSW
PSGS.SNNC | (COMP) PASSAGEWAY SPACE, ROOM NAME SIGNS (NOT COORDINATED) |  | PSGS | 0 | ACTIVE | 07B-PSGS.SNNC
PSGS.WALLS | (COMP) PASSAGEWAY SPACE, WALLS |  | PSGS | 0 | ACTIVE | 07B-PSGS.WALLS
PSGS:DNCV | (COMP) PASSAGEWAY SPACE, DRAIN/COVER |  | PSGS | 0 | ACTIVE | 07B-PSGS:DNCV
RHCH | ROOF HATCH |  |  | 0 | ACTIVE | 07B-RHCH
ROOF | ROOF SPACE |  |  | 0 | ACTIVE | 07B-ROOF
ROOF.LFIXT | (COMP) ROOF SPACE, LIGHT FIXTURE |  | ROOF | 0 | ACTIVE | 07B-ROOF.LFIXT
ROOF.PAVR | (COMP) ROOF SPACE, PAVERS |  | ROOF | 0 | ACTIVE | 07B-ROOF.PAVR
ROOF.PRAPT | (COMP) ROOF SPACE, PARAPET |  | ROOF | 0 | ACTIVE | 07B-ROOF.PRAPT
ROOF.RFDN | (COMP) ROOF SPACE, ROOFDRAIN |  | ROOF | 0 | ACTIVE | 07B-ROOF.RFDN
ROOF.RFMB | (COMP) ROOF SPACE, ROOF MEMBRANE |  | ROOF | 0 | ACTIVE | 07B-ROOF.RFMB
RRMS | RESTROOM SPACE |  |  | 0 | ACTIVE | 07B-RRMS
RRMS.APLN | (COMP) RESTROOM SPACE, APPLIANCE |  | RRMS | 0 | ACTIVE | 07B-RRMS.APLN
RRMS.ART | (COMP) RESTROOM SPACE, ART |  | RRMS | 0 | ACTIVE | 07B-RRMS.ART
RRMS.CLNG | (COMP) RESTROOM SPACE, CEILINGS |  | RRMS | 0 | ACTIVE | 07B-RRMS.CLNG
RRMS.DFGL | (COMP) RESTROOM SPACE, DIFFUSER/GRILL |  | RRMS | 0 | ACTIVE | 07B-RRMS.DFGL
RRMS.DOOR | (COMP) RESTROOM SPACE, DOOR |  | RRMS | 0 | ACTIVE | 07B-RRMS.DOOR
RRMS.FLOR | (COMP) RESTROOM SPACE, FLOOR |  | RRMS | 0 | ACTIVE | 07B-RRMS.FLOR
RRMS.FURN | (COMP) RESTROOM SPACE, FURNITURE |  | RRMS | 0 | ACTIVE | 07B-RRMS.FURN
RRMS.GSWD | (COMP) RESTROOM SPACE, GLASS/WINDOW |  | RRMS | 0 | ACTIVE | 07B-RRMS.GSWD
RRMS.HDRY | (COMP) RESTROOM SPACE, HAND DRYER |  | RRMS | 0 | ACTIVE | 07B-RRMS.HDRY
RRMS.LFIXT | (COMP) RESTROOM SPACE, LIGHT FIXTURE |  | RRMS | 0 | ACTIVE | 07B-RRMS.LFIXT
RRMS.LVTR | (COMP) RESTROOM SPACE, LAVATORIES |  | RRMS | 0 | ACTIVE | 07B-RRMS.LVTR
RRMS.MLWK | (COMP) RESTROOM SPACE, MILLWORK |  | RRMS | 0 | ACTIVE | 07B-RRMS.MLWK
RRMS.OTSW | (COMP) RESTROOM SPACE, OUTLETS/SWITCHES |  | RRMS | 0 | ACTIVE | 07B-RRMS.OTSW
RRMS.PART | (COMP) RESTROOM SPACE, PARTITION |  | RRMS | 0 | ACTIVE | 07B-RRMS.PART
RRMS.SNNC | (COMP) RESTROOM SPACE, ROOM NAME SIGNS (NOT COORDINATED) |  | RRMS | 0 | ACTIVE | 07B-RRMS.SNNC
RRMS.URNL | (COMP) RESTROOM SPACE, URINALS |  | RRMS | 0 | ACTIVE | 07B-RRMS.URNL
RRMS.WALLS | (COMP) RESTROOM SPACE, WALLS |  | RRMS | 0 | ACTIVE | 07B-RRMS.WALLS
RRMS.WTCL | (COMP) RESTROOM SPACE, WATER CLOSET |  | RRMS | 0 | ACTIVE | 07B-RRMS.WTCL
RRMS:DNCV | (COMP) RESTROOM SPACE, DRAIN/COVER |  | RRMS | 0 | ACTIVE | 07B-RRMS:DNCV
SBTH | SECURITY BOOTH |  |  | 0 | ACTIVE | 07B-SBTH
SEGT | SECURITY GATE |  |  | 0 | ACTIVE | 07B-SEGT
UTSS | UTILITY SERVICES SPACE |  |  | 0 | ACTIVE | 07B-UTSS
UTSS.APLN | (COMP) UTILITY SERVICES SPACE, APPLIANCE |  | UTSS | 0 | ACTIVE | 07B-UTSS.APLN
UTSS.ART | (COMP) UTILITY SERVICES SPACE, ART |  | UTSS | 0 | ACTIVE | 07B-UTSS.ART
UTSS.CLNG | (COMP) UTILITY SERVICES SPACE, CEILINGS |  | UTSS | 0 | ACTIVE | 07B-UTSS.CLNG
UTSS.DFGL | (COMP) UTILITY SERVICES SPACE, DIFFUSER/GRILL |  | UTSS | 0 | ACTIVE | 07B-UTSS.DFGL
UTSS.DOOR | (COMP) UTILITY SERVICES SPACE, DOOR |  | UTSS | 0 | ACTIVE | 07B-UTSS.DOOR
UTSS.FLOR | (COMP) UTILITY SERVICES SPACE, FLOOR |  | UTSS | 0 | ACTIVE | 07B-UTSS.FLOR
UTSS.FURN | (COMP) UTILITY SERVICES SPACE, FURNITURE |  | UTSS | 0 | ACTIVE | 07B-UTSS.FURN
UTSS.GSWD | (COMP) UTILITY SERVICES SPACE, GLASS/WINDOW |  | UTSS | 0 | ACTIVE | 07B-UTSS.GSWD
UTSS.LFIXT | (COMP) UTILITY SERVICES SPACE, LIGHT FIXTURE |  | UTSS | 0 | ACTIVE | 07B-UTSS.LFIXT
UTSS.MLWK | (COMP) UTILITY SERVICES SPACE, MILLWORK |  | UTSS | 0 | ACTIVE | 07B-UTSS.MLWK
UTSS.OTSW | (COMP) UTILITY SERVICES SPACE, OUTLETS/SWITCHES |  | UTSS | 0 | ACTIVE | 07B-UTSS.OTSW
UTSS.SNNC | (COMP) UTILITY SERVICES SPACE, ROOM NAME SIGNS (NOT COORDINATED) |  | UTSS | 0 | ACTIVE | 07B-UTSS.SNNC
UTSS.WALLS | (COMP) UTILITY SERVICES SPACE, WALLS |  | UTSS | 0 | ACTIVE | 07B-UTSS.WALLS
UTSS:DNCV | (COMP) UTILITY SERVICES SPACE, DRAIN/COVER |  | UTSS | 0 | ACTIVE | 07B-UTSS:DNCV
WRSF | WEARING SURFACE |  |  | 0 | ACTIVE | 07B-WRSF
WRSF.BLRD | (COMP) WEARING SURFACE, BOLLARD |  | WRSF | 0 | ACTIVE | 07B-WRSF.BLRD
WRSF.LFIXT | (COMP) WEARING SURFACE, LIGHT FIXTURE |  | WRSF | 0 | ACTIVE | 07B-WRSF.LFIXT
WRSF.MARK | (COMP) WEARING SURFACE, MARKINGS |  | WRSF | 0 | ACTIVE | 07B-WRSF.MARK
WRSF:DNCV | (COMP) WEARING SURFACE, DRAIN/COVER |  | WRSF | 0 | ACTIVE | 07B-WRSF:DNCV
DIMD | DOOR INTERFACE MODULE |  |  | 0 | ACTIVE | 07C-DIMD
DIMD.CRDR | (COMP) DOOR INTERFACE MODULE, CARD READER |  | DIMD | 0 | ACTIVE | 07C-DIMD.CRDR
DIMD.DRCT | (COMP) DOOR INTERFACE MODULE, DOOR CONTACTS |  | DIMD | 0 | ACTIVE | 07C-DIMD.DRCT
DIMD.PTEB | (COMP) DOOR INTERFACE MODULE, PUSH REQUEST TO EXIT (REX) |  | DIMD | 0 | ACTIVE | 07C-DIMD.PTEB
DOOR | DOOR |  |  | 0 | ACTIVE | 07C-DOOR
HNDH | HANDHOLE |  |  | 0 | ACTIVE | 07C-HNDH
MNHL | MANHOLE |  |  | 0 | ACTIVE | 07C-MNHL
MNHL:MHCV | (COMP) MANHOLE, MANHOLE COVER |  | MNHL | 0 | ACTIVE | 07C-MNHL:MHCV
UVLT | UTILITY VAULT |  |  | 0 | ACTIVE | 07C-UVLT
UVLT.APLN | (COMP) UTILITY VAULT, APPLIANCE |  | UVLT | 0 | ACTIVE | 07C-UVLT.APLN
UVLT.ART | (COMP) UTILITY VAULT, ART |  | UVLT | 0 | ACTIVE | 07C-UVLT.ART
UVLT.CLNG | (COMP) UTILITY VAULT, CEILINGS |  | UVLT | 0 | ACTIVE | 07C-UVLT.CLNG
UVLT.DFGL | (COMP) UTILITY VAULT, DIFFUSER/GRILL |  | UVLT | 0 | ACTIVE | 07C-UVLT.DFGL
UVLT.FLOR | (COMP) UTILITY VAULT, FLOOR |  | UVLT | 0 | ACTIVE | 07C-UVLT.FLOR
UVLT.FURN | (COMP) UTILITY VAULT, FURNITURE |  | UVLT | 0 | ACTIVE | 07C-UVLT.FURN
UVLT.GSWD | (COMP) UTILITY VAULT, GLASS/WINDOW |  | UVLT | 0 | ACTIVE | 07C-UVLT.GSWD
UVLT.LFIXT | (COMP) UTILITY VAULT, LIGHT FIXTURE |  | UVLT | 0 | ACTIVE | 07C-UVLT.LFIXT
UVLT.MLWK | (COMP) UTILITY VAULT, MILLWORK |  | UVLT | 0 | ACTIVE | 07C-UVLT.MLWK
UVLT.OTSW | (COMP) UTILITY VAULT, OUTLETS/SWITCHES |  | UVLT | 0 | ACTIVE | 07C-UVLT.OTSW
UVLT.SNNC | (COMP) UTILITY VAULT, ROOM NAME SIGNS (NOT COORDINATED) |  | UVLT | 0 | ACTIVE | 07C-UVLT.SNNC
UVLT.WALLS | (COMP) UTILITY VAULT, WALLS |  | UVLT | 0 | ACTIVE | 07C-UVLT.WALLS
ADDD | ADVERTISING-DIGITAL DISPLAY |  |  | 0 | ACTIVE | 07D-ADDD
ADDP | ADVERTISING-DIGITAL PYLON |  |  | 0 | ACTIVE | 07D-ADDP
ADPR | ADVERTISING-PRINT |  |  | 0 | ACTIVE | 07D-ADPR
ADVW | ADVERTISING-VIDEO WALL |  |  | 0 | ACTIVE | 07D-ADVW
BRKR | CIRCUIT BREAKER |  |  | 0 | ACTIVE | 07D-BRKR
CMRA | CAMERA |  |  | 0 | ACTIVE | 07D-CMRA
DCWP | PIPE-DOMESTIC WATER |  |  | 0 | ACTIVE | 07D-DCWP
DIMD | DOOR INTERFACE MODULE |  |  | 0 | ACTIVE | 07D-DIMD
DIMD.CRDR | (COMP) DOOR INTERFACE MODULE, CARD READER |  | DIMD | 0 | ACTIVE | 07D-DIMD.CRDR
DIMD.DRCT | (COMP) DOOR INTERFACE MODULE, DOOR CONTACTS |  | DIMD | 0 | ACTIVE | 07D-DIMD.DRCT
DIMD.PTEB | (COMP) DOOR INTERFACE MODULE, PUSH REQUEST TO EXIT (REX) |  | DIMD | 0 | ACTIVE | 07D-DIMD.PTEB
DIMD.STRB | (COMP) DOOR INTERFACE MODULE, STROBE |  | DIMD | 0 | ACTIVE | 07D-DIMD.STRB
DLCN | DATA LINE CONNECTION |  |  | 0 | ACTIVE | 07D-DLCN
DOOR | DOOR |  |  | 0 | ACTIVE | 07D-DOOR
FASP | FA TERMINAL BLOCK (TENANT) |  |  | 0 | ACTIVE | 07D-FASP
FDSS | FOOD SERVICES SPACE |  |  | 0 | ACTIVE | 07D-FDSS
FDSS.APLN | (COMP) FOOD SERVICES SPACE, APPLIANCE |  | FDSS | 0 | ACTIVE | 07D-FDSS.APLN
FDSS.ART | (COMP) FOOD SERVICES SPACE, ART |  | FDSS | 0 | ACTIVE | 07D-FDSS.ART
FDSS.CLNG | (COMP) FOOD SERVICES SPACE, CEILINGS |  | FDSS | 0 | ACTIVE | 07D-FDSS.CLNG
FDSS.DFGL | (COMP) FOOD SERVICES SPACE, DIFFUSER/GRILL |  | FDSS | 0 | ACTIVE | 07D-FDSS.DFGL
FDSS.DOOR | (COMP) FOOD SERVICES SPACE, DOOR |  | FDSS | 0 | ACTIVE | 07D-FDSS.DOOR
FDSS.FLOR | (COMP) FOOD SERVICES SPACE, FLOOR |  | FDSS | 0 | ACTIVE | 07D-FDSS.FLOR
FDSS.FURN | (COMP) FOOD SERVICES SPACE, FURNITURE |  | FDSS | 0 | ACTIVE | 07D-FDSS.FURN
FDSS.GSWD | (COMP) FOOD SERVICES SPACE, GLASS/WINDOW |  | FDSS | 0 | ACTIVE | 07D-FDSS.GSWD
FDSS.LFIXT | (COMP) FOOD SERVICES SPACE, LIGHT FIXTURE |  | FDSS | 0 | ACTIVE | 07D-FDSS.LFIXT
FDSS.MLWK | (COMP) FOOD SERVICES SPACE, MILLWORK |  | FDSS | 0 | ACTIVE | 07D-FDSS.MLWK
FDSS.OTSW | (COMP) FOOD SERVICES SPACE, OUTLETS/SWITCHES |  | FDSS | 0 | ACTIVE | 07D-FDSS.OTSW
FDSS.SNNC | (COMP) FOOD SERVICES SPACE, ROOM NAME SIGNS (NOT COORDINATED) |  | FDSS | 0 | ACTIVE | 07D-FDSS.SNNC
FDSS.WALLS | (COMP) FOOD SERVICES SPACE, WALLS |  | FDSS | 0 | ACTIVE | 07D-FDSS.WALLS
FDSS:DNCV | (COMP) FOOD SERVICES SPACE, DRAIN/COVER |  | FDSS | 0 | ACTIVE | 07D-FDSS:DNCV
FSSP | PIPE-WB SUPPRESSION |  |  | 0 | ACTIVE | 07D-FSSP
GSWP | PIPE-GREASE WASTE |  |  | 0 | ACTIVE | 07D-GSWP
INTS | INTERIOR SPACE |  |  | 0 | ACTIVE | 07D-INTS
INTS.APLN | (COMP) INTERIOR SPACE, APPLIANCE |  | INTS | 0 | ACTIVE | 07D-INTS.APLN
INTS.ART | (COMP) INTERIOR SPACE, ART |  | INTS | 0 | ACTIVE | 07D-INTS.ART
INTS.CLNG | (COMP) INTERIOR SPACE, CEILINGS |  | INTS | 0 | ACTIVE | 07D-INTS.CLNG
INTS.DFGL | (COMP) INTERIOR SPACE, DIFFUSER/GRILL |  | INTS | 0 | ACTIVE | 07D-INTS.DFGL
INTS.DOOR | (COMP) INTERIOR SPACE, DOOR |  | INTS | 0 | ACTIVE | 07D-INTS.DOOR
INTS.FLOR | (COMP) INTERIOR SPACE, FLOOR |  | INTS | 0 | ACTIVE | 07D-INTS.FLOR
INTS.FURN | (COMP) INTERIOR SPACE, FURNITURE |  | INTS | 0 | ACTIVE | 07D-INTS.FURN
INTS.GSWD | (COMP) INTERIOR SPACE, GLASS/WINDOW |  | INTS | 0 | ACTIVE | 07D-INTS.GSWD
INTS.LFIXT | (COMP) INTERIOR SPACE, LIGHT FIXTURE |  | INTS | 0 | ACTIVE | 07D-INTS.LFIXT
INTS.MLWK | (COMP) INTERIOR SPACE, MILLWORK |  | INTS | 0 | ACTIVE | 07D-INTS.MLWK
INTS.OTSW | (COMP) INTERIOR SPACE, OUTLETS/SWITCHES |  | INTS | 0 | ACTIVE | 07D-INTS.OTSW
INTS.SNNC | (COMP) INTERIOR SPACE, ROOM NAME SIGNS (NOT COORDINATED) |  | INTS | 0 | ACTIVE | 07D-INTS.SNNC
INTS.WALLS | (COMP) INTERIOR SPACE, WALLS |  | INTS | 0 | ACTIVE | 07D-INTS.WALLS
INTS:DNCV | (COMP) INTERIOR SPACE, DRAIN/COVER |  | INTS | 0 | ACTIVE | 07D-INTS:DNCV
NGSP | PIPE-NATURAL GAS |  |  | 0 | ACTIVE | 07D-NGSP
RTLS | RETAIL SPACE |  |  | 0 | ACTIVE | 07D-RTLS
RTLS.APLN | (COMP) RETAIL SPACE, APPLIANCE |  | RTLS | 0 | ACTIVE | 07D-RTLS.APLN
RTLS.ART | (COMP) RETAIL SPACE, ART |  | RTLS | 0 | ACTIVE | 07D-RTLS.ART
RTLS.CLNG | (COMP) RETAIL SPACE, CEILINGS |  | RTLS | 0 | ACTIVE | 07D-RTLS.CLNG
RTLS.DFGL | (COMP) RETAIL SPACE, DIFFUSER/GRILL |  | RTLS | 0 | ACTIVE | 07D-RTLS.DFGL
RTLS.DOOR | (COMP) RETAIL SPACE, DOOR |  | RTLS | 0 | ACTIVE | 07D-RTLS.DOOR
RTLS.FLOR | (COMP) RETAIL SPACE, FLOOR |  | RTLS | 0 | ACTIVE | 07D-RTLS.FLOR
RTLS.FURN | (COMP) RETAIL SPACE, FURNITURE |  | RTLS | 0 | ACTIVE | 07D-RTLS.FURN
RTLS.GSWD | (COMP) RETAIL SPACE, GLASS/WINDOW |  | RTLS | 0 | ACTIVE | 07D-RTLS.GSWD
RTLS.LFIXT | (COMP) RETAIL SPACE, LIGHT FIXTURE |  | RTLS | 0 | ACTIVE | 07D-RTLS.LFIXT
RTLS.MLWK | (COMP) RETAIL SPACE, MILLWORK |  | RTLS | 0 | ACTIVE | 07D-RTLS.MLWK
RTLS.OTSW | (COMP) RETAIL SPACE, OUTLETS/SWITCHES |  | RTLS | 0 | ACTIVE | 07D-RTLS.OTSW
RTLS.SNNC | (COMP) RETAIL SPACE, ROOM NAME SIGNS (NOT COORDINATED) |  | RTLS | 0 | ACTIVE | 07D-RTLS.SNNC
RTLS.WALLS | (COMP) RETAIL SPACE, WALLS |  | RTLS | 0 | ACTIVE | 07D-RTLS.WALLS
RTLS:DNCV | (COMP) RETAIL SPACE, DRAIN/COVER |  | RTLS | 0 | ACTIVE | 07D-RTLS:DNCV
SANP | PIPE-SANITARY WASTE |  |  | 0 | ACTIVE | 07D-SANP
CMRA | CAMERA |  |  | 0 | ACTIVE | 07E-CMRA
DIMD | DOOR INTERFACE MODULE |  |  | 0 | ACTIVE | 07E-DIMD
DIMD.CRDR | (COMP) DOOR INTERFACE MODULE, CARD READER |  | DIMD | 0 | ACTIVE | 07E-DIMD.CRDR
DIMD.DRCT | (COMP) DOOR INTERFACE MODULE, DOOR CONTACTS |  | DIMD | 0 | ACTIVE | 07E-DIMD.DRCT
DIMD.PTEB | (COMP) DOOR INTERFACE MODULE, PUSH REQUEST TO EXIT (REX) |  | DIMD | 0 | ACTIVE | 07E-DIMD.PTEB
DIMD.STRB | (COMP) DOOR INTERFACE MODULE, STROBE |  | DIMD | 0 | ACTIVE | 07E-DIMD.STRB
DOOR | DOOR |  |  | 0 | ACTIVE | 07E-DOOR
STWL | STAIRWELL |  |  | 0 | ACTIVE | 07E-STWL
STWL.APLN | (COMP) STAIRWELL, APPLIANCE |  | STWL | 0 | ACTIVE | 07E-STWL.APLN
STWL.ART | (COMP) STAIRWELL, ART |  | STWL | 0 | ACTIVE | 07E-STWL.ART
STWL.CLNG | (COMP) STAIRWELL, CEILINGS |  | STWL | 0 | ACTIVE | 07E-STWL.CLNG
STWL.DFGL | (COMP) STAIRWELL, DIFFUSER/GRILL |  | STWL | 0 | ACTIVE | 07E-STWL.DFGL
STWL.FLOR | (COMP) STAIRWELL, FLOOR |  | STWL | 0 | ACTIVE | 07E-STWL.FLOR
STWL.FURN | (COMP) STAIRWELL, FURNITURE |  | STWL | 0 | ACTIVE | 07E-STWL.FURN
STWL.GSWD | (COMP) STAIRWELL, GLASS/WINDOW |  | STWL | 0 | ACTIVE | 07E-STWL.GSWD
STWL.LFIXT | (COMP) STAIRWELL, LIGHT FIXTURE |  | STWL | 0 | ACTIVE | 07E-STWL.LFIXT
STWL.MLWK | (COMP) STAIRWELL, MILLWORK |  | STWL | 0 | ACTIVE | 07E-STWL.MLWK
STWL.OTSW | (COMP) STAIRWELL, OUTLETS/SWITCHES |  | STWL | 0 | ACTIVE | 07E-STWL.OTSW
STWL.RLNG | (COMP) STAIRWELL, RAILING |  | STWL | 0 | ACTIVE | 07E-STWL.RLNG
STWL.SNNC | (COMP) STAIRWELL, ROOM NAME SIGNS (NOT COORDINATED) |  | STWL | 0 | ACTIVE | 07E-STWL.SNNC
STWL.STEP | (COMP) STAIRWELL, STEPS |  | STWL | 0 | ACTIVE | 07E-STWL.STEP
STWL.WALLS | (COMP) STAIRWELL, WALLS |  | STWL | 0 | ACTIVE | 07E-STWL.WALLS
BPSP | BOARDING PASS PRINTER |  |  | 0 | ACTIVE | 07F-BPSP
BPSR | BOARDING PASS READER |  |  | 0 | ACTIVE | 07F-BPSR
BTGP | BAG TAG PRINTER |  |  | 0 | ACTIVE | 07F-BTGP
BTGS | BAG TAG SCANNER |  |  | 0 | ACTIVE | 07F-BTGS
CMRA | CAMERA |  |  | 0 | ACTIVE | 07F-CMRA
DHOD | DOOR HOLD OPEN DEVICE |  |  | 0 | ACTIVE | 07F-DHOD
DIMD | DOOR INTERFACE MODULE |  |  | 0 | ACTIVE | 07F-DIMD
DIMD.CRDR | (COMP) DOOR INTERFACE MODULE, CARD READER |  | DIMD | 0 | ACTIVE | 07F-DIMD.CRDR
DIMD.DRCT | (COMP) DOOR INTERFACE MODULE, DOOR CONTACTS |  | DIMD | 0 | ACTIVE | 07F-DIMD.DRCT
DIMD.STRB | (COMP) DOOR INTERFACE MODULE, STROBE |  | DIMD | 0 | ACTIVE | 07F-DIMD.STRB
DKTP | DESKTOP COMPUTER |  |  | 0 | ACTIVE | 07F-DKTP
DOOR | DOOR |  |  | 0 | ACTIVE | 07F-DOOR
EGAT | E-GATE |  |  | 0 | ACTIVE | 07F-EGAT
EGAT.EGTG | (COMP) E-GATE, E-GATE GLASS |  | EGAT | 0 | ACTIVE | 07F-EGAT.EGTG
GIDS | GIDS DISPLAY |  |  | 0 | ACTIVE | 07F-GIDS
GIDS.DPMD | (COMP) GIDS DISPLAY, DISPLAY MODULE |  | GIDS | 0 | ACTIVE | 07F-GIDS.DPMD
INTS | INTERIOR SPACE |  |  | 0 | ACTIVE | 07F-INTS
INTS.CLNG | (COMP) INTERIOR SPACE, CEILINGS |  | INTS | 0 | ACTIVE | 07F-INTS.CLNG
INTS.DFGL | (COMP) INTERIOR SPACE, DIFFUSER/GRILL |  | INTS | 0 | ACTIVE | 07F-INTS.DFGL
INTS.FLOR | (COMP) INTERIOR SPACE, FLOOR |  | INTS | 0 | ACTIVE | 07F-INTS.FLOR
INTS.FURN | (COMP) INTERIOR SPACE, FURNITURE |  | INTS | 0 | ACTIVE | 07F-INTS.FURN
INTS.GSWD | (COMP) INTERIOR SPACE, GLASS/WINDOW |  | INTS | 0 | ACTIVE | 07F-INTS.GSWD
INTS.LFIXT | (COMP) INTERIOR SPACE, LIGHT FIXTURE |  | INTS | 0 | ACTIVE | 07F-INTS.LFIXT
INTS.MLWK | (COMP) INTERIOR SPACE, MILLWORK |  | INTS | 0 | ACTIVE | 07F-INTS.MLWK
INTS.OTSW | (COMP) INTERIOR SPACE, OUTLETS/SWITCHES |  | INTS | 0 | ACTIVE | 07F-INTS.OTSW
INTS.SNNC | (COMP) INTERIOR SPACE, ROOM NAME SIGNS (NOT COORDINATED) |  | INTS | 0 | ACTIVE | 07F-INTS.SNNC
INTS.WALLS | (COMP) INTERIOR SPACE, WALLS |  | INTS | 0 | ACTIVE | 07F-INTS.WALLS
INTS:DNCV | (COMP) INTERIOR SPACE, DRAIN/COVER |  | INTS | 0 | ACTIVE | 07F-INTS:DNCV
IPTV | IPTV DISPLAY |  |  | 0 | ACTIVE | 07F-IPTV
IPTV.DPMD | (COMP) IPTV DISPLAY, DISPLAY MODULE |  | IPTV | 0 | ACTIVE | 07F-IPTV.DPMD
PHPC | VOIP-PHONE/POLYCOM |  |  | 0 | ACTIVE | 07F-PHPC
PODM | PODIUM |  |  | 0 | ACTIVE | 07F-PODM
PSGS | PASSAGEWAY SPACE |  |  | 0 | ACTIVE | 07F-PSGS
PSGS.CLNG | (COMP) PASSAGEWAY SPACE, CEILINGS |  | PSGS | 0 | ACTIVE | 07F-PSGS.CLNG
PSGS.DFGL | (COMP) PASSAGEWAY SPACE, DIFFUSER/GRILL |  | PSGS | 0 | ACTIVE | 07F-PSGS.DFGL
PSGS.DOOR | (COMP) PASSAGEWAY SPACE, DOOR |  | PSGS | 0 | ACTIVE | 07F-PSGS.DOOR
PSGS.FLOR | (COMP) PASSAGEWAY SPACE, FLOOR |  | PSGS | 0 | ACTIVE | 07F-PSGS.FLOR
PSGS.FURN | (COMP) PASSAGEWAY SPACE, FURNITURE |  | PSGS | 0 | ACTIVE | 07F-PSGS.FURN
PSGS.GSWD | (COMP) PASSAGEWAY SPACE, GLASS/WINDOW |  | PSGS | 0 | ACTIVE | 07F-PSGS.GSWD
PSGS.LFIXT | (COMP) PASSAGEWAY SPACE, LIGHT FIXTURE |  | PSGS | 0 | ACTIVE | 07F-PSGS.LFIXT
PSGS.MLWK | (COMP) PASSAGEWAY SPACE, MILLWORK |  | PSGS | 0 | ACTIVE | 07F-PSGS.MLWK
PSGS.OTSW | (COMP) PASSAGEWAY SPACE, OUTLETS/SWITCHES |  | PSGS | 0 | ACTIVE | 07F-PSGS.OTSW
PSGS.SNNC | (COMP) PASSAGEWAY SPACE, ROOM NAME SIGNS (NOT COORDINATED) |  | PSGS | 0 | ACTIVE | 07F-PSGS.SNNC
PSGS.WALLS | (COMP) PASSAGEWAY SPACE, WALLS |  | PSGS | 0 | ACTIVE | 07F-PSGS.WALLS
PSGS:DNCV | (COMP) PASSAGEWAY SPACE, DRAIN/COVER |  | PSGS | 0 | ACTIVE | 07F-PSGS:DNCV
PYLN | PYLON |  |  | 0 | ACTIVE | 07F-PYLN
RPTP | REPORT PRINTER |  |  | 0 | ACTIVE | 07F-RPTP
VDWL | VIDEO WALL |  |  | 0 | ACTIVE | 07F-VDWL
AUTD | AUTOMATED DOOR |  |  | 0 | ACTIVE | 07G-AUTD
AUTD.CNTL | (COMP) AUTOMATED DOOR, CONTROLS |  | AUTD | 0 | ACTIVE | 07G-AUTD.CNTL
AUTD.DRCL | (COMP) AUTOMATED DOOR, DOOR CLOSER |  | AUTD | 0 | ACTIVE | 07G-AUTD.DRCL
AUTD.MOTR | (COMP) AUTOMATED DOOR, MOTOR |  | AUTD | 0 | ACTIVE | 07G-AUTD.MOTR
AUTD.PSBTN | (COMP) AUTOMATED DOOR, PUSH BUTTONS |  | AUTD | 0 | ACTIVE | 07G-AUTD.PSBTN
AUTD.SNSR | (COMP) AUTOMATED DOOR, SENSOR |  | AUTD | 0 | ACTIVE | 07G-AUTD.SNSR
AUTD:DRSP | (COMP) AUTOMATED DOOR, DOOR SWEEP |  | AUTD | 0 | ACTIVE | 07G-AUTD:DRSP
AUTD:GLSP | (COMP) AUTOMATED DOOR, GLASS PANE |  | AUTD | 0 | ACTIVE | 07G-AUTD:GLSP
AUTD:METF | (COMP) AUTOMATED DOOR, METALIC FRAME |  | AUTD | 0 | ACTIVE | 07G-AUTD:METF
AUTD:METP | (COMP) AUTOMATED DOOR, METALIC PANEL |  | AUTD | 0 | ACTIVE | 07G-AUTD:METP
BPSP | BOARDING PASS PRINTER |  |  | 0 | ACTIVE | 07G-BPSP
BTGP | BAG TAG PRINTER |  |  | 0 | ACTIVE | 07G-BTGP
CBSD | CURBSIDE CHECK-IN |  |  | 0 | ACTIVE | 07G-CBSD
CCTR | CHECK-IN COUNTER |  |  | 0 | ACTIVE | 07G-CCTR
CMRA | CAMERA |  |  | 0 | ACTIVE | 07G-CMRA
DIMD | DOOR INTERFACE MODULE |  |  | 0 | ACTIVE | 07G-DIMD
DIMD.CRDR | (COMP) DOOR INTERFACE MODULE, CARD READER |  | DIMD | 0 | ACTIVE | 07G-DIMD.CRDR
DIMD.DRCT | (COMP) DOOR INTERFACE MODULE, DOOR CONTACTS |  | DIMD | 0 | ACTIVE | 07G-DIMD.DRCT
DIMD.PTEB | (COMP) DOOR INTERFACE MODULE, PUSH REQUEST TO EXIT (REX) |  | DIMD | 0 | ACTIVE | 07G-DIMD.PTEB
DIMD.STRB | (COMP) DOOR INTERFACE MODULE, STROBE |  | DIMD | 0 | ACTIVE | 07G-DIMD.STRB
DKTP | DESKTOP COMPUTER |  |  | 0 | ACTIVE | 07G-DKTP
DLCN | DATA LINE CONNECTION |  |  | 0 | ACTIVE | 07G-DLCN
DOOR | DOOR |  |  | 0 | ACTIVE | 07G-DOOR
FCPD | FACE POD |  |  | 0 | ACTIVE | 07G-FCPD
INTS | INTERIOR SPACE |  |  | 0 | ACTIVE | 07G-INTS
INTS.APLN | (COMP) INTERIOR SPACE, APPLIANCE |  | INTS | 0 | ACTIVE | 07G-INTS.APLN
INTS.ART | (COMP) INTERIOR SPACE, ART |  | INTS | 0 | ACTIVE | 07G-INTS.ART
INTS.CLNG | (COMP) INTERIOR SPACE, CEILINGS |  | INTS | 0 | ACTIVE | 07G-INTS.CLNG
INTS.DFGL | (COMP) INTERIOR SPACE, DIFFUSER/GRILL |  | INTS | 0 | ACTIVE | 07G-INTS.DFGL
INTS.DOOR | (COMP) INTERIOR SPACE, DOOR |  | INTS | 0 | ACTIVE | 07G-INTS.DOOR
INTS.FLOR | (COMP) INTERIOR SPACE, FLOOR |  | INTS | 0 | ACTIVE | 07G-INTS.FLOR
INTS.FURN | (COMP) INTERIOR SPACE, FURNITURE |  | INTS | 0 | ACTIVE | 07G-INTS.FURN
INTS.GSWD | (COMP) INTERIOR SPACE, GLASS/WINDOW |  | INTS | 0 | ACTIVE | 07G-INTS.GSWD
INTS.LFIXT | (COMP) INTERIOR SPACE, LIGHT FIXTURE |  | INTS | 0 | ACTIVE | 07G-INTS.LFIXT
INTS.MLWK | (COMP) INTERIOR SPACE, MILLWORK |  | INTS | 0 | ACTIVE | 07G-INTS.MLWK
INTS.OTSW | (COMP) INTERIOR SPACE, OUTLETS/SWITCHES |  | INTS | 0 | ACTIVE | 07G-INTS.OTSW
INTS.SNNC | (COMP) INTERIOR SPACE, ROOM NAME SIGNS (NOT COORDINATED) |  | INTS | 0 | ACTIVE | 07G-INTS.SNNC
INTS.WALLS | (COMP) INTERIOR SPACE, WALLS |  | INTS | 0 | ACTIVE | 07G-INTS.WALLS
INTS:DNCV | (COMP) INTERIOR SPACE, DRAIN/COVER |  | INTS | 0 | ACTIVE | 07G-INTS:DNCV
KISK | KIOSK |  |  | 0 | ACTIVE | 07G-KISK
PHPC | VOIP-PHONE/POLYCOM |  |  | 0 | ACTIVE | 07G-PHPC
PSGS | PASSAGEWAY SPACE |  |  | 0 | ACTIVE | 07G-PSGS
PSGS.APLN | (COMP) PASSAGEWAY SPACE, APPLIANCE |  | PSGS | 0 | ACTIVE | 07G-PSGS.APLN
PSGS.ART | (COMP) PASSAGEWAY SPACE, ART |  | PSGS | 0 | ACTIVE | 07G-PSGS.ART
PSGS.CLNG | (COMP) PASSAGEWAY SPACE, CEILINGS |  | PSGS | 0 | ACTIVE | 07G-PSGS.CLNG
PSGS.DFGL | (COMP) PASSAGEWAY SPACE, DIFFUSER/GRILL |  | PSGS | 0 | ACTIVE | 07G-PSGS.DFGL
PSGS.DOOR | (COMP) PASSAGEWAY SPACE, DOOR |  | PSGS | 0 | ACTIVE | 07G-PSGS.DOOR
PSGS.FLOR | (COMP) PASSAGEWAY SPACE, FLOOR |  | PSGS | 0 | ACTIVE | 07G-PSGS.FLOR
PSGS.FURN | (COMP) PASSAGEWAY SPACE, FURNITURE |  | PSGS | 0 | ACTIVE | 07G-PSGS.FURN
PSGS.GSWD | (COMP) PASSAGEWAY SPACE, GLASS/WINDOW |  | PSGS | 0 | ACTIVE | 07G-PSGS.GSWD
PSGS.LFIXT | (COMP) PASSAGEWAY SPACE, LIGHT FIXTURE |  | PSGS | 0 | ACTIVE | 07G-PSGS.LFIXT
PSGS.MLWK | (COMP) PASSAGEWAY SPACE, MILLWORK |  | PSGS | 0 | ACTIVE | 07G-PSGS.MLWK
PSGS.OTSW | (COMP) PASSAGEWAY SPACE, OUTLETS/SWITCHES |  | PSGS | 0 | ACTIVE | 07G-PSGS.OTSW
PSGS.SNNC | (COMP) PASSAGEWAY SPACE, ROOM NAME SIGNS (NOT COORDINATED) |  | PSGS | 0 | ACTIVE | 07G-PSGS.SNNC
PSGS.WALLS | (COMP) PASSAGEWAY SPACE, WALLS |  | PSGS | 0 | ACTIVE | 07G-PSGS.WALLS
PSGS:DNCV | (COMP) PASSAGEWAY SPACE, DRAIN/COVER |  | PSGS | 0 | ACTIVE | 07G-PSGS:DNCV
SARC | SCAN ARCH |  |  | 0 | ACTIVE | 07G-SARC
TDPY | TIDS DISPLAY |  |  | 0 | ACTIVE | 07G-TDPY
TDPY.DPMD | (COMP) TIDS DISPLAY, DISPLAY MODULE |  | TDPY | 0 | ACTIVE | 07G-TDPY.DPMD
PSGS | PASSAGEWAY SPACE |  |  | 0 | ACTIVE | 07H-PSGS
PSGS.APLN | (COMP) PASSAGEWAY SPACE, APPLIANCE |  | PSGS | 0 | ACTIVE | 07H-PSGS.APLN
PSGS.ART | (COMP) PASSAGEWAY SPACE, ART |  | PSGS | 0 | ACTIVE | 07H-PSGS.ART
PSGS.CLNG | (COMP) PASSAGEWAY SPACE, CEILINGS |  | PSGS | 0 | ACTIVE | 07H-PSGS.CLNG
PSGS.DFGL | (COMP) PASSAGEWAY SPACE, DIFFUSER/GRILL |  | PSGS | 0 | ACTIVE | 07H-PSGS.DFGL
PSGS.FLOR | (COMP) PASSAGEWAY SPACE, FLOOR |  | PSGS | 0 | ACTIVE | 07H-PSGS.FLOR
PSGS.FURN | (COMP) PASSAGEWAY SPACE, FURNITURE |  | PSGS | 0 | ACTIVE | 07H-PSGS.FURN
PSGS.GSWD | (COMP) PASSAGEWAY SPACE, GLASS/WINDOW |  | PSGS | 0 | ACTIVE | 07H-PSGS.GSWD
PSGS.LFIXT | (COMP) PASSAGEWAY SPACE, LIGHT FIXTURE |  | PSGS | 0 | ACTIVE | 07H-PSGS.LFIXT
PSGS.MLWK | (COMP) PASSAGEWAY SPACE, MILLWORK |  | PSGS | 0 | ACTIVE | 07H-PSGS.MLWK
PSGS.OTSW | (COMP) PASSAGEWAY SPACE, OUTLETS/SWITCHES |  | PSGS | 0 | ACTIVE | 07H-PSGS.OTSW
PSGS.SNNC | (COMP) PASSAGEWAY SPACE, ROOM NAME SIGNS (NOT COORDINATED) |  | PSGS | 0 | ACTIVE | 07H-PSGS.SNNC
PSGS.WALLS | (COMP) PASSAGEWAY SPACE, WALLS |  | PSGS | 0 | ACTIVE | 07H-PSGS.WALLS
PSGS:DNCV | (COMP) PASSAGEWAY SPACE, DRAIN/COVER |  | PSGS | 0 | ACTIVE | 07H-PSGS:DNCV
RRMS | RESTROOM SPACE |  |  | 0 | ACTIVE | 07H-RRMS
RRMS.APLN | (COMP) RESTROOM SPACE, APPLIANCE |  | RRMS | 0 | ACTIVE | 07H-RRMS.APLN
RRMS.ART | (COMP) RESTROOM SPACE, ART |  | RRMS | 0 | ACTIVE | 07H-RRMS.ART
RRMS.CLNG | (COMP) RESTROOM SPACE, CEILINGS |  | RRMS | 0 | ACTIVE | 07H-RRMS.CLNG
RRMS.DFGL | (COMP) RESTROOM SPACE, DIFFUSER/GRILL |  | RRMS | 0 | ACTIVE | 07H-RRMS.DFGL
RRMS.DOOR | (COMP) RESTROOM SPACE, DOOR |  | RRMS | 0 | ACTIVE | 07H-RRMS.DOOR
RRMS.FLOR | (COMP) RESTROOM SPACE, FLOOR |  | RRMS | 0 | ACTIVE | 07H-RRMS.FLOR
RRMS.FURN | (COMP) RESTROOM SPACE, FURNITURE |  | RRMS | 0 | ACTIVE | 07H-RRMS.FURN
RRMS.GSWD | (COMP) RESTROOM SPACE, GLASS/WINDOW |  | RRMS | 0 | ACTIVE | 07H-RRMS.GSWD
RRMS.HDRY | (COMP) RESTROOM SPACE, HAND DRYER |  | RRMS | 0 | ACTIVE | 07H-RRMS.HDRY
RRMS.LFIXT | (COMP) RESTROOM SPACE, LIGHT FIXTURE |  | RRMS | 0 | ACTIVE | 07H-RRMS.LFIXT
RRMS.LVTR | (COMP) RESTROOM SPACE, LAVATORIES |  | RRMS | 0 | ACTIVE | 07H-RRMS.LVTR
RRMS.MLWK | (COMP) RESTROOM SPACE, MILLWORK |  | RRMS | 0 | ACTIVE | 07H-RRMS.MLWK
RRMS.OTSW | (COMP) RESTROOM SPACE, OUTLETS/SWITCHES |  | RRMS | 0 | ACTIVE | 07H-RRMS.OTSW
RRMS.PART | (COMP) RESTROOM SPACE, PARTITION |  | RRMS | 0 | ACTIVE | 07H-RRMS.PART
RRMS.SNNC | (COMP) RESTROOM SPACE, ROOM NAME SIGNS (NOT COORDINATED) |  | RRMS | 0 | ACTIVE | 07H-RRMS.SNNC
RRMS.URNL | (COMP) RESTROOM SPACE, URINALS |  | RRMS | 0 | ACTIVE | 07H-RRMS.URNL
RRMS.WALLS | (COMP) RESTROOM SPACE, WALLS |  | RRMS | 0 | ACTIVE | 07H-RRMS.WALLS
RRMS.WTCL | (COMP) RESTROOM SPACE, WATER CLOSET |  | RRMS | 0 | ACTIVE | 07H-RRMS.WTCL
RRMS:BCHT | (COMP) RESTROOM SPACE, BABY CHANGING TABLE |  | RRMS | 0 | ACTIVE | 07H-RRMS:BCHT
RRMS:DNCV | (COMP) RESTROOM SPACE, DRAIN/COVER |  | RRMS | 0 | ACTIVE | 07H-RRMS:DNCV
RRMS:FACT | (COMP) RESTROOM SPACE, FAUCET |  | RRMS | 0 | ACTIVE | 07H-RRMS:FACT
CMRA | CAMERA |  |  | 0 | ACTIVE | 07I-CMRA
DIMD | DOOR INTERFACE MODULE |  |  | 0 | ACTIVE | 07I-DIMD
DIMD.CRDR | (COMP) DOOR INTERFACE MODULE, CARD READER |  | DIMD | 0 | ACTIVE | 07I-DIMD.CRDR
DIMD.DRCT | (COMP) DOOR INTERFACE MODULE, DOOR CONTACTS |  | DIMD | 0 | ACTIVE | 07I-DIMD.DRCT
DIMD.PTEB | (COMP) DOOR INTERFACE MODULE, PUSH REQUEST TO EXIT (REX) |  | DIMD | 0 | ACTIVE | 07I-DIMD.PTEB
DIMD.STRB | (COMP) DOOR INTERFACE MODULE, STROBE |  | DIMD | 0 | ACTIVE | 07I-DIMD.STRB
DOOR | DOOR |  |  | 0 | ACTIVE | 07I-DOOR
INTS | INTERIOR SPACE |  |  | 0 | ACTIVE | 07I-INTS
INTS.APLN | (COMP) INTERIOR SPACE, APPLIANCE |  | INTS | 0 | ACTIVE | 07I-INTS.APLN
INTS.ART | (COMP) INTERIOR SPACE, ART |  | INTS | 0 | ACTIVE | 07I-INTS.ART
INTS.CLNG | (COMP) INTERIOR SPACE, CEILINGS |  | INTS | 0 | ACTIVE | 07I-INTS.CLNG
INTS.DFGL | (COMP) INTERIOR SPACE, DIFFUSER/GRILL |  | INTS | 0 | ACTIVE | 07I-INTS.DFGL
INTS.DOOR | (COMP) INTERIOR SPACE, DOOR |  | INTS | 0 | ACTIVE | 07I-INTS.DOOR
INTS.FLOR | (COMP) INTERIOR SPACE, FLOOR |  | INTS | 0 | ACTIVE | 07I-INTS.FLOR
INTS.FURN | (COMP) INTERIOR SPACE, FURNITURE |  | INTS | 0 | ACTIVE | 07I-INTS.FURN
INTS.GSWD | (COMP) INTERIOR SPACE, GLASS/WINDOW |  | INTS | 0 | ACTIVE | 07I-INTS.GSWD
INTS.LFIXT | (COMP) INTERIOR SPACE, LIGHT FIXTURE |  | INTS | 0 | ACTIVE | 07I-INTS.LFIXT
INTS.MLWK | (COMP) INTERIOR SPACE, MILLWORK |  | INTS | 0 | ACTIVE | 07I-INTS.MLWK
INTS.OTSW | (COMP) INTERIOR SPACE, OUTLETS/SWITCHES |  | INTS | 0 | ACTIVE | 07I-INTS.OTSW
INTS.SNNC | (COMP) INTERIOR SPACE, ROOM NAME SIGNS (NOT COORDINATED) |  | INTS | 0 | ACTIVE | 07I-INTS.SNNC
INTS.WALLS | (COMP) INTERIOR SPACE, WALLS |  | INTS | 0 | ACTIVE | 07I-INTS.WALLS
INTS:DNCV | (COMP) INTERIOR SPACE, DRAIN/COVER |  | INTS | 0 | ACTIVE | 07I-INTS:DNCV
PSGS | PASSAGEWAY SPACE |  |  | 0 | ACTIVE | 07I-PSGS
PSGS.APLN | (COMP) PASSAGEWAY SPACE, APPLIANCE |  | PSGS | 0 | ACTIVE | 07I-PSGS.APLN
PSGS.ART | (COMP) PASSAGEWAY SPACE, ART |  | PSGS | 0 | ACTIVE | 07I-PSGS.ART
PSGS.CLNG | (COMP) PASSAGEWAY SPACE, CEILINGS |  | PSGS | 0 | ACTIVE | 07I-PSGS.CLNG
PSGS.DFGL | (COMP) PASSAGEWAY SPACE, DIFFUSER/GRILL |  | PSGS | 0 | ACTIVE | 07I-PSGS.DFGL
PSGS.FLOR | (COMP) PASSAGEWAY SPACE, FLOOR |  | PSGS | 0 | ACTIVE | 07I-PSGS.FLOR
PSGS.FURN | (COMP) PASSAGEWAY SPACE, FURNITURE |  | PSGS | 0 | ACTIVE | 07I-PSGS.FURN
PSGS.GSWD | (COMP) PASSAGEWAY SPACE, GLASS/WINDOW |  | PSGS | 0 | ACTIVE | 07I-PSGS.GSWD
PSGS.LFIXT | (COMP) PASSAGEWAY SPACE, LIGHT FIXTURE |  | PSGS | 0 | ACTIVE | 07I-PSGS.LFIXT
PSGS.MLWK | (COMP) PASSAGEWAY SPACE, MILLWORK |  | PSGS | 0 | ACTIVE | 07I-PSGS.MLWK
PSGS.OTSW | (COMP) PASSAGEWAY SPACE, OUTLETS/SWITCHES |  | PSGS | 0 | ACTIVE | 07I-PSGS.OTSW
PSGS.SNNC | (COMP) PASSAGEWAY SPACE, ROOM NAME SIGNS (NOT COORDINATED) |  | PSGS | 0 | ACTIVE | 07I-PSGS.SNNC
PSGS.WALLS | (COMP) PASSAGEWAY SPACE, WALLS |  | PSGS | 0 | ACTIVE | 07I-PSGS.WALLS
PSGS:DNCV | (COMP) PASSAGEWAY SPACE, DRAIN/COVER |  | PSGS | 0 | ACTIVE | 07I-PSGS:DNCV
UTSS | UTILITY SERVICES SPACE |  |  | 0 | ACTIVE | 07I-UTSS
UTSS.APLN | (COMP) UTILITY SERVICES SPACE, APPLIANCE |  | UTSS | 0 | ACTIVE | 07I-UTSS.APLN
UTSS.ART | (COMP) UTILITY SERVICES SPACE, ART |  | UTSS | 0 | ACTIVE | 07I-UTSS.ART
UTSS.CLNG | (COMP) UTILITY SERVICES SPACE, CEILINGS |  | UTSS | 0 | ACTIVE | 07I-UTSS.CLNG
UTSS.DFGL | (COMP) UTILITY SERVICES SPACE, DIFFUSER/GRILL |  | UTSS | 0 | ACTIVE | 07I-UTSS.DFGL
UTSS.FLOR | (COMP) UTILITY SERVICES SPACE, FLOOR |  | UTSS | 0 | ACTIVE | 07I-UTSS.FLOR
UTSS.FURN | (COMP) UTILITY SERVICES SPACE, FURNITURE |  | UTSS | 0 | ACTIVE | 07I-UTSS.FURN
UTSS.GSWD | (COMP) UTILITY SERVICES SPACE, GLASS/WINDOW |  | UTSS | 0 | ACTIVE | 07I-UTSS.GSWD
UTSS.LFIXT | (COMP) UTILITY SERVICES SPACE, LIGHT FIXTURE |  | UTSS | 0 | ACTIVE | 07I-UTSS.LFIXT
UTSS.MLWK | (COMP) UTILITY SERVICES SPACE, MILLWORK |  | UTSS | 0 | ACTIVE | 07I-UTSS.MLWK
UTSS.OTSW | (COMP) UTILITY SERVICES SPACE, OUTLETS/SWITCHES |  | UTSS | 0 | ACTIVE | 07I-UTSS.OTSW
UTSS.SNNC | (COMP) UTILITY SERVICES SPACE, ROOM NAME SIGNS (NOT COORDINATED) |  | UTSS | 0 | ACTIVE | 07I-UTSS.SNNC
UTSS.WALLS | (COMP) UTILITY SERVICES SPACE, WALLS |  | UTSS | 0 | ACTIVE | 07I-UTSS.WALLS
UTSS:DNCV | (COMP) UTILITY SERVICES SPACE, DRAIN/COVER |  | UTSS | 0 | ACTIVE | 07I-UTSS:DNCV
BRKR | CIRCUIT BREAKER |  |  | 0 | ACTIVE | 07J-BRKR
CMRA | CAMERA |  |  | 0 | ACTIVE | 07J-CMRA
DCWP | PIPE-DOMESTIC WATER |  |  | 0 | ACTIVE | 07J-DCWP
DIMD | DOOR INTERFACE MODULE |  |  | 0 | ACTIVE | 07J-DIMD
DIMD.CRDR | (COMP) DOOR INTERFACE MODULE, CARD READER |  | DIMD | 0 | ACTIVE | 07J-DIMD.CRDR
DIMD.DRCT | (COMP) DOOR INTERFACE MODULE, DOOR CONTACTS |  | DIMD | 0 | ACTIVE | 07J-DIMD.DRCT
DIMD.PTEB | (COMP) DOOR INTERFACE MODULE, PUSH REQUEST TO EXIT (REX) |  | DIMD | 0 | ACTIVE | 07J-DIMD.PTEB
DIMD.STRB | (COMP) DOOR INTERFACE MODULE, STROBE |  | DIMD | 0 | ACTIVE | 07J-DIMD.STRB
DLCN | DATA LINE CONNECTION |  |  | 0 | ACTIVE | 07J-DLCN
DOOR | DOOR |  |  | 0 | ACTIVE | 07J-DOOR
FASP | FA TERMINAL BLOCK (TENANT) |  |  | 0 | ACTIVE | 07J-FASP
FSSP | PIPE-WB SUPPRESSION |  |  | 0 | ACTIVE | 07J-FSSP
INTS | INTERIOR SPACE |  |  | 0 | ACTIVE | 07J-INTS
INTS.APLN | (COMP) INTERIOR SPACE, APPLIANCE |  | INTS | 0 | ACTIVE | 07J-INTS.APLN
INTS.ART | (COMP) INTERIOR SPACE, ART |  | INTS | 0 | ACTIVE | 07J-INTS.ART
INTS.CLNG | (COMP) INTERIOR SPACE, CEILINGS |  | INTS | 0 | ACTIVE | 07J-INTS.CLNG
INTS.DFGL | (COMP) INTERIOR SPACE, DIFFUSER/GRILL |  | INTS | 0 | ACTIVE | 07J-INTS.DFGL
INTS.DOOR | (COMP) INTERIOR SPACE, DOOR |  | INTS | 0 | ACTIVE | 07J-INTS.DOOR
INTS.FLOR | (COMP) INTERIOR SPACE, FLOOR |  | INTS | 0 | ACTIVE | 07J-INTS.FLOR
INTS.FURN | (COMP) INTERIOR SPACE, FURNITURE |  | INTS | 0 | ACTIVE | 07J-INTS.FURN
INTS.GSWD | (COMP) INTERIOR SPACE, GLASS/WINDOW |  | INTS | 0 | ACTIVE | 07J-INTS.GSWD
INTS.LFIXT | (COMP) INTERIOR SPACE, LIGHT FIXTURE |  | INTS | 0 | ACTIVE | 07J-INTS.LFIXT
INTS.MLWK | (COMP) INTERIOR SPACE, MILLWORK |  | INTS | 0 | ACTIVE | 07J-INTS.MLWK
INTS.OTSW | (COMP) INTERIOR SPACE, OUTLETS/SWITCHES |  | INTS | 0 | ACTIVE | 07J-INTS.OTSW
INTS.SNNC | (COMP) INTERIOR SPACE, ROOM NAME SIGNS (NOT COORDINATED) |  | INTS | 0 | ACTIVE | 07J-INTS.SNNC
INTS.WALLS | (COMP) INTERIOR SPACE, WALLS |  | INTS | 0 | ACTIVE | 07J-INTS.WALLS
INTS:DNCV | (COMP) INTERIOR SPACE, DRAIN/COVER |  | INTS | 0 | ACTIVE | 07J-INTS:DNCV
PSGS | PASSAGEWAY SPACE |  |  | 0 | ACTIVE | 07J-PSGS
PSGS.APLN | (COMP) PASSAGEWAY SPACE, APPLIANCE |  | PSGS | 0 | ACTIVE | 07J-PSGS.APLN
PSGS.ART | (COMP) PASSAGEWAY SPACE, ART |  | PSGS | 0 | ACTIVE | 07J-PSGS.ART
PSGS.CLNG | (COMP) PASSAGEWAY SPACE, CEILINGS |  | PSGS | 0 | ACTIVE | 07J-PSGS.CLNG
PSGS.DFGL | (COMP) PASSAGEWAY SPACE, DIFFUSER/GRILL |  | PSGS | 0 | ACTIVE | 07J-PSGS.DFGL
PSGS.DOOR | (COMP) PASSAGEWAY SPACE, DOOR |  | PSGS | 0 | ACTIVE | 07J-PSGS.DOOR
PSGS.FLOR | (COMP) PASSAGEWAY SPACE, FLOOR |  | PSGS | 0 | ACTIVE | 07J-PSGS.FLOR
PSGS.FURN | (COMP) PASSAGEWAY SPACE, FURNITURE |  | PSGS | 0 | ACTIVE | 07J-PSGS.FURN
PSGS.GSWD | (COMP) PASSAGEWAY SPACE, GLASS/WINDOW |  | PSGS | 0 | ACTIVE | 07J-PSGS.GSWD
PSGS.LFIXT | (COMP) PASSAGEWAY SPACE, LIGHT FIXTURE |  | PSGS | 0 | ACTIVE | 07J-PSGS.LFIXT
PSGS.MLWK | (COMP) PASSAGEWAY SPACE, MILLWORK |  | PSGS | 0 | ACTIVE | 07J-PSGS.MLWK
PSGS.OTSW | (COMP) PASSAGEWAY SPACE, OUTLETS/SWITCHES |  | PSGS | 0 | ACTIVE | 07J-PSGS.OTSW
PSGS.SNNC | (COMP) PASSAGEWAY SPACE, ROOM NAME SIGNS (NOT COORDINATED) |  | PSGS | 0 | ACTIVE | 07J-PSGS.SNNC
PSGS.WALLS | (COMP) PASSAGEWAY SPACE, WALLS |  | PSGS | 0 | ACTIVE | 07J-PSGS.WALLS
PSGS:DNCV | (COMP) PASSAGEWAY SPACE, DRAIN/COVER |  | PSGS | 0 | ACTIVE | 07J-PSGS:DNCV
RRMS | RESTROOM SPACE |  |  | 0 | ACTIVE | 07J-RRMS
RRMS.APLN | (COMP) RESTROOM SPACE, APPLIANCE |  | RRMS | 0 | ACTIVE | 07J-RRMS.APLN
RRMS.ART | (COMP) RESTROOM SPACE, ART |  | RRMS | 0 | ACTIVE | 07J-RRMS.ART
RRMS.CLNG | (COMP) RESTROOM SPACE, CEILINGS |  | RRMS | 0 | ACTIVE | 07J-RRMS.CLNG
RRMS.DFGL | (COMP) RESTROOM SPACE, DIFFUSER/GRILL |  | RRMS | 0 | ACTIVE | 07J-RRMS.DFGL
RRMS.DOOR | (COMP) RESTROOM SPACE, DOOR |  | RRMS | 0 | ACTIVE | 07J-RRMS.DOOR
RRMS.FLOR | (COMP) RESTROOM SPACE, FLOOR |  | RRMS | 0 | ACTIVE | 07J-RRMS.FLOR
RRMS.FURN | (COMP) RESTROOM SPACE, FURNITURE |  | RRMS | 0 | ACTIVE | 07J-RRMS.FURN
RRMS.GSWD | (COMP) RESTROOM SPACE, GLASS/WINDOW |  | RRMS | 0 | ACTIVE | 07J-RRMS.GSWD
RRMS.HDRY | (COMP) RESTROOM SPACE, HAND DRYER |  | RRMS | 0 | ACTIVE | 07J-RRMS.HDRY
RRMS.LFIXT | (COMP) RESTROOM SPACE, LIGHT FIXTURE |  | RRMS | 0 | ACTIVE | 07J-RRMS.LFIXT
RRMS.LVTR | (COMP) RESTROOM SPACE, LAVATORIES |  | RRMS | 0 | ACTIVE | 07J-RRMS.LVTR
RRMS.MLWK | (COMP) RESTROOM SPACE, MILLWORK |  | RRMS | 0 | ACTIVE | 07J-RRMS.MLWK
RRMS.OTSW | (COMP) RESTROOM SPACE, OUTLETS/SWITCHES |  | RRMS | 0 | ACTIVE | 07J-RRMS.OTSW
RRMS.PART | (COMP) RESTROOM SPACE, PARTITION |  | RRMS | 0 | ACTIVE | 07J-RRMS.PART
RRMS.SNNC | (COMP) RESTROOM SPACE, ROOM NAME SIGNS (NOT COORDINATED) |  | RRMS | 0 | ACTIVE | 07J-RRMS.SNNC
RRMS.URNL | (COMP) RESTROOM SPACE, URINALS |  | RRMS | 0 | ACTIVE | 07J-RRMS.URNL
RRMS.WALLS | (COMP) RESTROOM SPACE, WALLS |  | RRMS | 0 | ACTIVE | 07J-RRMS.WALLS
RRMS.WTCL | (COMP) RESTROOM SPACE, WATER CLOSET |  | RRMS | 0 | ACTIVE | 07J-RRMS.WTCL
RRMS:DNCV | (COMP) RESTROOM SPACE, DRAIN/COVER |  | RRMS | 0 | ACTIVE | 07J-RRMS:DNCV
SANP | PIPE-SANITARY WASTE |  |  | 0 | ACTIVE | 07J-SANP
ART | ART |  |  | 0 | ACTIVE | 07K-ART
DGEP | DIGITAL EXPERIENCE DISPLAY |  |  | 0 | ACTIVE | 07K-DGEP
INTS | INTERIOR SPACE |  |  | 0 | ACTIVE | 07K-INTS
INTS.APLN | (COMP) INTERIOR SPACE, APPLIANCE |  | INTS | 0 | ACTIVE | 07K-INTS.APLN
INTS.ART | (COMP) INTERIOR SPACE, ART |  | INTS | 0 | ACTIVE | 07K-INTS.ART
INTS.CLNG | (COMP) INTERIOR SPACE, CEILINGS |  | INTS | 0 | ACTIVE | 07K-INTS.CLNG
INTS.DFGL | (COMP) INTERIOR SPACE, DIFFUSER/GRILL |  | INTS | 0 | ACTIVE | 07K-INTS.DFGL
INTS.DOOR | (COMP) INTERIOR SPACE, DOOR |  | INTS | 0 | ACTIVE | 07K-INTS.DOOR
INTS.FLOR | (COMP) INTERIOR SPACE, FLOOR |  | INTS | 0 | ACTIVE | 07K-INTS.FLOR
INTS.FURN | (COMP) INTERIOR SPACE, FURNITURE |  | INTS | 0 | ACTIVE | 07K-INTS.FURN
INTS.GSWD | (COMP) INTERIOR SPACE, GLASS/WINDOW |  | INTS | 0 | ACTIVE | 07K-INTS.GSWD
INTS.LFIXT | (COMP) INTERIOR SPACE, LIGHT FIXTURE |  | INTS | 0 | ACTIVE | 07K-INTS.LFIXT
INTS.MLWK | (COMP) INTERIOR SPACE, MILLWORK |  | INTS | 0 | ACTIVE | 07K-INTS.MLWK
INTS.OTSW | (COMP) INTERIOR SPACE, OUTLETS/SWITCHES |  | INTS | 0 | ACTIVE | 07K-INTS.OTSW
INTS.SNNC | (COMP) INTERIOR SPACE, ROOM NAME SIGNS (NOT COORDINATED) |  | INTS | 0 | ACTIVE | 07K-INTS.SNNC
INTS.WALLS | (COMP) INTERIOR SPACE, WALLS |  | INTS | 0 | ACTIVE | 07K-INTS.WALLS
INTS:DNCV | (COMP) INTERIOR SPACE, DRAIN/COVER |  | INTS | 0 | ACTIVE | 07K-INTS:DNCV
ART | ART |  |  | 0 | ACTIVE | 07L-ART
CHBR | VEHICLE BARRIER |  |  | 0 | ACTIVE | 07L-CHBR
CMRA | CAMERA |  |  | 0 | ACTIVE | 07L-CMRA
CVSS | COVERED STORAGE SPACE / TRAILER |  |  | 0 | ACTIVE | 07L-CVSS
CVSS.HEAT | (COMP) COVERED STORAGE SPACE / TRAILER, HEATER |  | CVSS | 0 | ACTIVE | 07L-CVSS.HEAT
CVSS.LFIXT | (COMP) COVERED STORAGE SPACE / TRAILER, LIGHT FIXTURE |  | CVSS | 0 | ACTIVE | 07L-CVSS.LFIXT
CVSS.OTSW | (COMP) COVERED STORAGE SPACE / TRAILER, OUTLETS/SWITCHES |  | CVSS | 0 | ACTIVE | 07L-CVSS.OTSW
CVSS.RAMP | (COMP) COVERED STORAGE SPACE / TRAILER, RAMP |  | CVSS | 0 | ACTIVE | 07L-CVSS.RAMP
CVSS.SHVR | (COMP) COVERED STORAGE SPACE / TRAILER, SHELVING/RACKS |  | CVSS | 0 | ACTIVE | 07L-CVSS.SHVR
CVSS.STRS | (COMP) COVERED STORAGE SPACE / TRAILER, STAIRS |  | CVSS | 0 | ACTIVE | 07L-CVSS.STRS
HDPS | HARDSCAPE SURFACE |  |  | 0 | ACTIVE | 07L-HDPS
HDPS.BLRD | (COMP) HARDSCAPE SURFACE, BOLLARD |  | HDPS | 0 | ACTIVE | 07L-HDPS.BLRD
HDPS.FURN | (COMP) HARDSCAPE SURFACE, FURNITURE |  | HDPS | 0 | ACTIVE | 07L-HDPS.FURN
HDPS.LFIXT | (COMP) HARDSCAPE SURFACE, LIGHT FIXTURE |  | HDPS | 0 | ACTIVE | 07L-HDPS.LFIXT
HMLT | HIGH MAST LIGHTING TOWER |  |  | 0 | ACTIVE | 07L-HMLT
HMLT.FNDN | (COMP) HIGH MAST LIGHTING TOWER, FOUNDATION |  | HMLT | 0 | ACTIVE | 07L-HMLT.FNDN
HMLT.GRLD | (COMP) HIGH MAST LIGHTING TOWER, GROUND LIGHTNING DEVICE |  | HMLT | 0 | ACTIVE | 07L-HMLT.GRLD
HMLT.HMRF | (COMP) HIGH MAST LIGHTING TOWER, HIGH MAST RING FIXTURE |  | HMLT | 0 | ACTIVE | 07L-HMLT.HMRF
HMLT.LBFL | (COMP) HIGH MAST LIGHTING TOWER, LIGHT BASE FLANGE |  | HMLT | 0 | ACTIVE | 07L-HMLT.LBFL
HMLT.LFIXT | (COMP) HIGH MAST LIGHTING TOWER, LIGHT FIXTURE |  | HMLT | 0 | ACTIVE | 07L-HMLT.LFIXT
HMLT.LTRD | (COMP) HIGH MAST LIGHTING TOWER, LIGHTNING ROD |  | HMLT | 0 | ACTIVE | 07L-HMLT.LTRD
HMLT.LWRP | (COMP) HIGH MAST LIGHTING TOWER, LIFTING WIRE ROPE |  | HMLT | 0 | ACTIVE | 07L-HMLT.LWRP
HMLT.MSTH | (COMP) HIGH MAST LIGHTING TOWER, MAST HEAD |  | HMLT | 0 | ACTIVE | 07L-HMLT.MSTH
HMLT.MSTS | (COMP) HIGH MAST LIGHTING TOWER, MAST POLE SECTION |  | HMLT | 0 | ACTIVE | 07L-HMLT.MSTS
HMLT.PCBL | (COMP) HIGH MAST LIGHTING TOWER, POWER CABLE |  | HMLT | 0 | ACTIVE | 07L-HMLT.PCBL
HMLT.WNCH | (COMP) HIGH MAST LIGHTING TOWER, WINCH ASSEMBLY (INCLUDES MOTOR) |  | HMLT | 0 | ACTIVE | 07L-HMLT.WNCH
KISK | KIOSK |  |  | 0 | ACTIVE | 07L-KISK
LTPL | LIGHT POLE |  |  | 0 | ACTIVE | 07L-LTPL
LTPL.BASE | (COMP) LIGHT POLE, BASE |  | LTPL | 0 | ACTIVE | 07L-LTPL.BASE
LTPL.FNDN | (COMP) LIGHT POLE, FOUNDATION |  | LTPL | 0 | ACTIVE | 07L-LTPL.FNDN
LTPL.POLE | (COMP) LIGHT POLE, POLE |  | LTPL | 0 | ACTIVE | 07L-LTPL.POLE
LTPL:BLDV | (COMP) LIGHT POLE, BALLAST/DRIVER |  | LTPL | 0 | ACTIVE | 07L-LTPL:BLDV
LTPL:LPLD | (COMP) LIGHT POLE, LAMP/LED |  | LTPL | 0 | ACTIVE | 07L-LTPL:LPLD
MNMT | MONUMENT |  |  | 0 | ACTIVE | 07L-MNMT
PFNC | PERIMETER FENCE |  |  | 0 | ACTIVE | 07L-PFNC
SBTH | SECURITY BOOTH |  |  | 0 | ACTIVE | 07L-SBTH
SDWK | SIDEWALK |  |  | 0 | ACTIVE | 07L-SDWK
SDWK.BLRD | (COMP) SIDEWALK, BOLLARD |  | SDWK | 0 | ACTIVE | 07L-SDWK.BLRD
SDWK.FURN | (COMP) SIDEWALK, FURNITURE |  | SDWK | 0 | ACTIVE | 07L-SDWK.FURN
SDWK.LFIXT | (COMP) SIDEWALK, LIGHT FIXTURE |  | SDWK | 0 | ACTIVE | 07L-SDWK.LFIXT
SEGT | SECURITY GATE |  |  | 0 | ACTIVE | 07L-SEGT
UPVS | UNPAVED SURFACE |  |  | 0 | ACTIVE | 07L-UPVS
UPVS.BLRD | (COMP) UNPAVED SURFACE, BOLLARD |  | UPVS | 0 | ACTIVE | 07L-UPVS.BLRD
UPVS.FURN | (COMP) UNPAVED SURFACE, FURNITURE |  | UPVS | 0 | ACTIVE | 07L-UPVS.FURN
UPVS.LFIXT | (COMP) UNPAVED SURFACE, LIGHT FIXTURE |  | UPVS | 0 | ACTIVE | 07L-UPVS.LFIXT
WRSF | WEARING SURFACE |  |  | 0 | ACTIVE | 07L-WRSF
WRSF.BLRD | (COMP) WEARING SURFACE, BOLLARD |  | WRSF | 0 | ACTIVE | 07L-WRSF.BLRD
WRSF.FURN | (COMP) WEARING SURFACE, FURNITURE |  | WRSF | 0 | ACTIVE | 07L-WRSF.FURN
WRSF.LFIXT | (COMP) WEARING SURFACE, LIGHT FIXTURE |  | WRSF | 0 | ACTIVE | 07L-WRSF.LFIXT
WRSF.MARK | (COMP) WEARING SURFACE, MARKINGS |  | WRSF | 0 | ACTIVE | 07L-WRSF.MARK
WRSF:DNCV | (COMP) WEARING SURFACE, DRAIN/COVER |  | WRSF | 0 | ACTIVE | 07L-WRSF:DNCV
CHVL | CHECK VALVE |  |  | 0 | ACTIVE | 08A-CHVL
DSCS | DISCONNECT SWITCH |  |  | 0 | ACTIVE | 08A-DSCS
ISOV | ISOLATION VALVE |  |  | 0 | ACTIVE | 08A-ISOV
PIPE | PIPE |  |  | 0 | ACTIVE | 08A-PIPE
PIPE.DRNV | (COMP) PIPE, DRAIN VALVE |  | PIPE | 0 | ACTIVE | 08A-PIPE.DRNV
PIPE.FLWM | (COMP) PIPE, FLOW METER |  | PIPE | 0 | ACTIVE | 08A-PIPE.FLWM
PIPE.FZPT | (COMP) PIPE, FREEZE PROTECTION |  | PIPE | 0 | ACTIVE | 08A-PIPE.FZPT
PIPE.GAUG | (COMP) PIPE, GAUGES |  | PIPE | 0 | ACTIVE | 08A-PIPE.GAUG
PIPE.INSL | (COMP) PIPE, INSULATION |  | PIPE | 0 | ACTIVE | 08A-PIPE.INSL
PIPE.PHMR | (COMP) PIPE, PH METER |  | PIPE | 0 | ACTIVE | 08A-PIPE.PHMR
PIPE.VIBR | (COMP) PIPE, VIBRATION ELIMINATOR |  | PIPE | 0 | ACTIVE | 08A-PIPE.VIBR
TRTR | TRITURATOR |  |  | 0 | ACTIVE | 08A-TRTR
TRTR.CNTL | (COMP) TRITURATOR, CONTROLS |  | TRTR | 0 | ACTIVE | 08A-TRTR.CNTL
TRTR.FWF | (COMP) TRITURATOR, FRESH WATER FEED |  | TRTR | 0 | ACTIVE | 08A-TRTR.FWF
TRTR.HYDU | (COMP) TRITURATOR, HYDRAULIC UNIT |  | TRTR | 0 | ACTIVE | 08A-TRTR.HYDU
TRTR.PUMP | (COMP) TRITURATOR, PUMP |  | TRTR | 0 | ACTIVE | 08A-TRTR.PUMP
TRTR:GRND | (COMP) TRITURATOR, GRINDER |  | TRTR | 0 | ACTIVE | 08A-TRTR:GRND
DSCS | DISCONNECT SWITCH |  |  | 0 | ACTIVE | 08B-DSCS
ISOV | ISOLATION VALVE |  |  | 0 | ACTIVE | 08B-ISOV
LFTS | LIFT STATION |  |  | 0 | ACTIVE | 08B-LFTS
LFTS.CNTL | (COMP) LIFT STATION, CONTROLS |  | LFTS | 0 | ACTIVE | 08B-LFTS.CNTL
LFTS.GDS | (COMP) LIFT STATION, GAS DETECTION SYSTEM |  | LFTS | 0 | ACTIVE | 08B-LFTS.GDS
LFTS.HADR | (COMP) LIFT STATION, HATCH DOOR |  | LFTS | 0 | ACTIVE | 08B-LFTS.HADR
LFTS.HSTS | (COMP) LIFT STATION, HOISTS |  | LFTS | 0 | ACTIVE | 08B-LFTS.HSTS
LFTS.LALM | (COMP) LIFT STATION, LEVEL ALARM |  | LFTS | 0 | ACTIVE | 08B-LFTS.LALM
LFTS.LFIXT | (COMP) LIFT STATION, LIGHT FIXTURE |  | LFTS | 0 | ACTIVE | 08B-LFTS.LFIXT
LFTS.MOTR | (COMP) LIFT STATION, MOTOR |  | LFTS | 0 | ACTIVE | 08B-LFTS.MOTR
LFTS.PUMP | (COMP) LIFT STATION, PUMP |  | LFTS | 0 | ACTIVE | 08B-LFTS.PUMP
LFTS.STRT | (COMP) LIFT STATION, VFD/ STARTER |  | LFTS | 0 | ACTIVE | 08B-LFTS.STRT
LFTS.VNTN | (COMP) LIFT STATION, VENTILATION |  | LFTS | 0 | ACTIVE | 08B-LFTS.VNTN
PIPE | PIPE |  |  | 0 | ACTIVE | 08B-PIPE
PIPE.VIBR | (COMP) PIPE, VIBRATION ELIMINATOR |  | PIPE | 0 | ACTIVE | 08B-PIPE.VIBR
PUMP | PUMP |  |  | 0 | ACTIVE | 08B-PUMP
PUMP.CNTL | (COMP) PUMP, CONTROLS |  | PUMP | 0 | ACTIVE | 08B-PUMP.CNTL
PUMP.MOTR | (COMP) PUMP, MOTOR |  | PUMP | 0 | ACTIVE | 08B-PUMP.MOTR
PUMP.STRT | (COMP) PUMP, VFD/ STARTER |  | PUMP | 0 | ACTIVE | 08B-PUMP.STRT
CSEP | CONTAMINATION SEPARATOR |  |  | 0 | ACTIVE | 08C-CSEP
GRTR | GREASE TRAP |  |  | 0 | ACTIVE | 08C-GRTR
OWSP | OIL/WATER SEPARATOR |  |  | 0 | ACTIVE | 08C-OWSP
OWSP.FLTR | (COMP) OIL/WATER SEPARATOR, FILTER |  | OWSP | 0 | ACTIVE | 08C-OWSP.FLTR
OWSP.ISOV | (COMP) OIL/WATER SEPARATOR, ISOLATION VALVE |  | OWSP | 0 | ACTIVE | 08C-OWSP.ISOV
OWSP.LDET | (COMP) OIL/WATER SEPARATOR, LEAK DETECTION |  | OWSP | 0 | ACTIVE | 08C-OWSP.LDET
OWSP.MNWL | (COMP) OIL/WATER SEPARATOR, MONITORING WELL |  | OWSP | 0 | ACTIVE | 08C-OWSP.MNWL
OWSP.MSYS | (COMP) OIL/WATER SEPARATOR, MONITORING SYSTEM |  | OWSP | 0 | ACTIVE | 08C-OWSP.MSYS
OWSP.PUMP | (COMP) OIL/WATER SEPARATOR, PUMP |  | OWSP | 0 | ACTIVE | 08C-OWSP.PUMP
OWSP.VENT | (COMP) OIL/WATER SEPARATOR, VENTS |  | OWSP | 0 | ACTIVE | 08C-OWSP.VENT
BFPA | BACKFLOW PREVENTER ASSEMBLY |  |  | 0 | ACTIVE | 09A-BFPA
BFPA.HVV | (COMP) BACKFLOW PREVENTER ASSEMBLY, PRESSURE REDUCING VALVE |  | BFPA | 0 | ACTIVE | 09A-BFPA.HVV
BFPA.ISOV | (COMP) BACKFLOW PREVENTER ASSEMBLY, ISOLATION VALVE |  | BFPA | 0 | ACTIVE | 09A-BFPA.ISOV
DSCS | DISCONNECT SWITCH |  |  | 0 | ACTIVE | 09A-DSCS
FILSYS | FILTRATION SYSTEM |  |  | 0 | ACTIVE | 09A-FILSYS
FILSYS.BPMP | (COMP) FILTRATION SYSTEM, BOOSTER PUMP |  | FILSYS | 0 | ACTIVE | 09A-FILSYS.BPMP
FILSYS.BTNK | (COMP) FILTRATION SYSTEM, BLADDER TANK |  | FILSYS | 0 | ACTIVE | 09A-FILSYS.BTNK
FILSYS.FCTH | (COMP) FILTRATION SYSTEM, FILTER CARTRIDGE HOUSING |  | FILSYS | 0 | ACTIVE | 09A-FILSYS.FCTH
FILSYS.ISOV | (COMP) FILTRATION SYSTEM, ISOLATION VALVE |  | FILSYS | 0 | ACTIVE | 09A-FILSYS.ISOV
FILSYS.PTUB | (COMP) FILTRATION SYSTEM, PIPING / TUBING |  | FILSYS | 0 | ACTIVE | 09A-FILSYS.PTUB
FILSYS.UVFT | (COMP) FILTRATION SYSTEM, UV FILTRATION |  | FILSYS | 0 | ACTIVE | 09A-FILSYS.UVFT
FILSYS:FLTR | (COMP) FILTRATION SYSTEM, FILTER |  | FILSYS | 0 | ACTIVE | 09A-FILSYS:FLTR
FILSYS:ORNG | (COMP) FILTRATION SYSTEM, O-RING / GASKETS |  | FILSYS | 0 | ACTIVE | 09A-FILSYS:ORNG
HVV | PRESSURE REDUCING VALVE |  |  | 0 | ACTIVE | 09A-HVV
ISOV | ISOLATION VALVE |  |  | 0 | ACTIVE | 09A-ISOV
PIPE | PIPE |  |  | 0 | ACTIVE | 09A-PIPE
PIPE.DRNV | (COMP) PIPE, DRAIN VALVE |  | PIPE | 0 | ACTIVE | 09A-PIPE.DRNV
PIPE.FLWM | (COMP) PIPE, FLOW METER |  | PIPE | 0 | ACTIVE | 09A-PIPE.FLWM
PIPE.FZPT | (COMP) PIPE, FREEZE PROTECTION |  | PIPE | 0 | ACTIVE | 09A-PIPE.FZPT
PIPE.GAUG | (COMP) PIPE, GAUGES |  | PIPE | 0 | ACTIVE | 09A-PIPE.GAUG
PIPE.INSL | (COMP) PIPE, INSULATION |  | PIPE | 0 | ACTIVE | 09A-PIPE.INSL
PIPE.VIBR | (COMP) PIPE, VIBRATION ELIMINATOR |  | PIPE | 0 | ACTIVE | 09A-PIPE.VIBR
PUMP | PUMP |  |  | 0 | ACTIVE | 09A-PUMP
PUMP.MOTR | (COMP) PUMP, MOTOR |  | PUMP | 0 | ACTIVE | 09A-PUMP.MOTR
PUMP.STRT | (COMP) PUMP, VFD/ STARTER |  | PUMP | 0 | ACTIVE | 09A-PUMP.STRT
WSFT | WATER SOFTENER |  |  | 0 | ACTIVE | 09A-WSFT
WSFT.BFPV | (COMP) WATER SOFTENER, BACKFLOW PREVENTER |  | WSFT | 0 | ACTIVE | 09A-WSFT.BFPV
WSFT.CNTL | (COMP) WATER SOFTENER, CONTROLS |  | WSFT | 0 | ACTIVE | 09A-WSFT.CNTL
WSFT:CHML | (COMP) WATER SOFTENER, CHEMICAL |  | WSFT | 0 | ACTIVE | 09A-WSFT:CHML
WTMT | WATER METER |  |  | 0 | ACTIVE | 09A-WTMT
CHVL | CHECK VALVE |  |  | 0 | ACTIVE | 09B-CHVL
DSCS | DISCONNECT SWITCH |  |  | 0 | ACTIVE | 09B-DSCS
FNTN | WATER FILLING STATION |  |  | 0 | ACTIVE | 09B-FNTN
FNTN.PTUB | (COMP) WATER FILLING STATION, PIPING / TUBING |  | FNTN | 0 | ACTIVE | 09B-FNTN.PTUB
FNTN:FLTR | (COMP) WATER FILLING STATION, FILTER |  | FNTN | 0 | ACTIVE | 09B-FNTN:FLTR
ISOV | ISOLATION VALVE |  |  | 0 | ACTIVE | 09B-ISOV
PIPE | PIPE |  |  | 0 | ACTIVE | 09B-PIPE
PIPE.DRNV | (COMP) PIPE, DRAIN VALVE |  | PIPE | 0 | ACTIVE | 09B-PIPE.DRNV
PIPE.FLWM | (COMP) PIPE, FLOW METER |  | PIPE | 0 | ACTIVE | 09B-PIPE.FLWM
PIPE.FZPT | (COMP) PIPE, FREEZE PROTECTION |  | PIPE | 0 | ACTIVE | 09B-PIPE.FZPT
PIPE.GAUG | (COMP) PIPE, GAUGES |  | PIPE | 0 | ACTIVE | 09B-PIPE.GAUG
PIPE.INSL | (COMP) PIPE, INSULATION |  | PIPE | 0 | ACTIVE | 09B-PIPE.INSL
PIPE.VIBR | (COMP) PIPE, VIBRATION ELIMINATOR |  | PIPE | 0 | ACTIVE | 09B-PIPE.VIBR
PUMP | PUMP |  |  | 0 | ACTIVE | 09B-PUMP
PUMP.MOTR | (COMP) PUMP, MOTOR |  | PUMP | 0 | ACTIVE | 09B-PUMP.MOTR
PUMP.STRT | (COMP) PUMP, VFD/ STARTER |  | PUMP | 0 | ACTIVE | 09B-PUMP.STRT
TANK | TANK |  |  | 0 | ACTIVE | 09B-TANK
TANK.CNTL | (COMP) TANK, CONTROLS |  | TANK | 0 | ACTIVE | 09B-TANK.CNTL
WCRT | WATER CART |  |  | 0 | ACTIVE | 09B-WCRT
WCRT.BFPV | (COMP) WATER CART, BACKFLOW PREVENTER |  | WCRT | 0 | ACTIVE | 09B-WCRT.BFPV
WCRT.WTMT | (COMP) WATER CART, WATER METER |  | WCRT | 0 | ACTIVE | 09B-WCRT.WTMT
CHVL | CHECK VALVE |  |  | 0 | ACTIVE | 09C-CHVL
DSCS | DISCONNECT SWITCH |  |  | 0 | ACTIVE | 09C-DSCS
EXPT | EXPANSION TANK |  |  | 0 | ACTIVE | 09C-EXPT
EXPT.BLAD | (COMP) EXPANSION TANK, BLADDER |  | EXPT | 0 | ACTIVE | 09C-EXPT.BLAD
EXPT.GAUG | (COMP) EXPANSION TANK, GAUGES |  | EXPT | 0 | ACTIVE | 09C-EXPT.GAUG
HWH | HOT WATER HEATER |  |  | 0 | ACTIVE | 09C-HWH
HWH.BRAS | (COMP) HOT WATER HEATER, BURNER ASSEMBLY |  | HWH | 0 | ACTIVE | 09C-HWH.BRAS
HWH.CMBF | (COMP) HOT WATER HEATER, COMBUSTION FAN |  | HWH | 0 | ACTIVE | 09C-HWH.CMBF
HWH.CNTL | (COMP) HOT WATER HEATER, CONTROLS |  | HWH | 0 | ACTIVE | 09C-HWH.CNTL
HWH.DRNV | (COMP) HOT WATER HEATER, DRAIN VALVE |  | HWH | 0 | ACTIVE | 09C-HWH.DRNV
HWH.EVNT | (COMP) HOT WATER HEATER, EXHAUST VENTING |  | HWH | 0 | ACTIVE | 09C-HWH.EVNT
HWH.GVLV | (COMP) HOT WATER HEATER, GAS VALVE |  | HWH | 0 | ACTIVE | 09C-HWH.GVLV
HWH.IGNR | (COMP) HOT WATER HEATER, IGNITOR |  | HWH | 0 | ACTIVE | 09C-HWH.IGNR
HWH.PRRV | (COMP) HOT WATER HEATER, PRESSURE RELIEF VALVE |  | HWH | 0 | ACTIVE | 09C-HWH.PRRV
HWH.SVNT | (COMP) HOT WATER HEATER, SUPPLY VENTING |  | HWH | 0 | ACTIVE | 09C-HWH.SVNT
HWH:ELMN | (COMP) HOT WATER HEATER, ELEMENT |  | HWH | 0 | ACTIVE | 09C-HWH:ELMN
ISOV | ISOLATION VALVE |  |  | 0 | ACTIVE | 09C-ISOV
MIXV | MIXING VALVE |  |  | 0 | ACTIVE | 09C-MIXV
PIPE | PIPE |  |  | 0 | ACTIVE | 09C-PIPE
PIPE.DRNV | (COMP) PIPE, DRAIN VALVE |  | PIPE | 0 | ACTIVE | 09C-PIPE.DRNV
PIPE.FLWM | (COMP) PIPE, FLOW METER |  | PIPE | 0 | ACTIVE | 09C-PIPE.FLWM
PIPE.FZPT | (COMP) PIPE, FREEZE PROTECTION |  | PIPE | 0 | ACTIVE | 09C-PIPE.FZPT
PIPE.GAUG | (COMP) PIPE, GAUGES |  | PIPE | 0 | ACTIVE | 09C-PIPE.GAUG
PIPE.INSL | (COMP) PIPE, INSULATION |  | PIPE | 0 | ACTIVE | 09C-PIPE.INSL
PIPE.VIBR | (COMP) PIPE, VIBRATION ELIMINATOR |  | PIPE | 0 | ACTIVE | 09C-PIPE.VIBR
PUMP | PUMP |  |  | 0 | ACTIVE | 09C-PUMP
PUMP.MOTR | (COMP) PUMP, MOTOR |  | PUMP | 0 | ACTIVE | 09C-PUMP.MOTR
PUMP.STRT | (COMP) PUMP, VFD/ STARTER |  | PUMP | 0 | ACTIVE | 09C-PUMP.STRT
CNTV | CONTROL VALVE |  |  | 0 | ACTIVE | 10A-CNTV
DSCS | DISCONNECT SWITCH |  |  | 0 | ACTIVE | 10A-DSCS
ISOV | ISOLATION VALVE |  |  | 0 | ACTIVE | 10A-ISOV
PIPE | PIPE |  |  | 0 | ACTIVE | 10A-PIPE
PIPE:SCRN | (COMP) PIPE, SCREEN/FILTER |  | PIPE | 0 | ACTIVE | 10A-PIPE:SCRN
PUMP | PUMP |  |  | 0 | ACTIVE | 10A-PUMP
PUMP.MOTR | (COMP) PUMP, MOTOR |  | PUMP | 0 | ACTIVE | 10A-PUMP.MOTR
PUMP.STRT | (COMP) PUMP, VFD/ STARTER |  | PUMP | 0 | ACTIVE | 10A-PUMP.STRT
TANK | TANK |  |  | 0 | ACTIVE | 10A-TANK
DSCS | DISCONNECT SWITCH |  |  | 0 | ACTIVE | 10B-DSCS
ISOV | ISOLATION VALVE |  |  | 0 | ACTIVE | 10B-ISOV
PIPE | PIPE |  |  | 0 | ACTIVE | 10B-PIPE
PUMP | PUMP |  |  | 0 | ACTIVE | 10B-PUMP
PUMP.MOTR | (COMP) PUMP, MOTOR |  | PUMP | 0 | ACTIVE | 10B-PUMP.MOTR
PUMP.STRT | (COMP) PUMP, VFD/ STARTER |  | PUMP | 0 | ACTIVE | 10B-PUMP.STRT
BOSM | BIOLOGICAL SYSTEM |  |  | 0 | ACTIVE | 10C-BOSM
BOSM.FLTR | (COMP) BIOLOGICAL SYSTEM, FILTER |  | BOSM | 0 | ACTIVE | 10C-BOSM.FLTR
BOSM:FTMD | (COMP) BIOLOGICAL SYSTEM, FILTER MEDIUM |  | BOSM | 0 | ACTIVE | 10C-BOSM:FTMD
CHSM | CHEMICAL SYSTEM |  |  | 0 | ACTIVE | 10C-CHSM
CHSM.CDSR | (COMP) CHEMICAL SYSTEM, CHEMICAL DOSER |  | CHSM | 0 | ACTIVE | 10C-CHSM.CDSR
CHSM.CNTL | (COMP) CHEMICAL SYSTEM, CONTROLS |  | CHSM | 0 | ACTIVE | 10C-CHSM.CNTL
CHSM:CHML | (COMP) CHEMICAL SYSTEM, CHEMICAL |  | CHSM | 0 | ACTIVE | 10C-CHSM:CHML
CLPL | CONTROL PANEL |  |  | 0 | ACTIVE | 10C-CLPL
FILSYS | FILTRATION SYSTEM |  |  | 0 | ACTIVE | 10C-FILSYS
FILSYS.CNTL | (COMP) FILTRATION SYSTEM, CONTROLS |  | FILSYS | 0 | ACTIVE | 10C-FILSYS.CNTL
FILSYS.FLTR | (COMP) FILTRATION SYSTEM, FILTER |  | FILSYS | 0 | ACTIVE | 10C-FILSYS.FLTR
FILSYS.ISOV | (COMP) FILTRATION SYSTEM, ISOLATION VALVE |  | FILSYS | 0 | ACTIVE | 10C-FILSYS.ISOV
FILSYS.TANK | (COMP) FILTRATION SYSTEM, TANK |  | FILSYS | 0 | ACTIVE | 10C-FILSYS.TANK
FILSYS:FTMD | (COMP) FILTRATION SYSTEM, FILTER MEDIUM |  | FILSYS | 0 | ACTIVE | 10C-FILSYS:FTMD
FILSYS:LAMP | (COMP) FILTRATION SYSTEM, LAMP |  | FILSYS | 0 | ACTIVE | 10C-FILSYS:LAMP
SEPR | SEPARATOR |  |  | 0 | ACTIVE | 10C-SEPR
TANK | TANK |  |  | 0 | ACTIVE | 10C-TANK
UVSM | ULTRAVIOLET SYSTEM |  |  | 0 | ACTIVE | 10C-UVSM
UVSM.CNTL | (COMP) ULTRAVIOLET SYSTEM, CONTROLS |  | UVSM | 0 | ACTIVE | 10C-UVSM.CNTL
UVSM:LAMP | (COMP) ULTRAVIOLET SYSTEM, LAMP |  | UVSM | 0 | ACTIVE | 10C-UVSM:LAMP
BASN | BASIN |  |  | 0 | ACTIVE | 11A-BASN
BASN.CLVT | (COMP) BASIN, CULVERT |  | BASN | 0 | ACTIVE | 11A-BASN.CLVT
BASN.CTWK | (COMP) BASIN, CATWALK |  | BASN | 0 | ACTIVE | 11A-BASN.CTWK
BASN.ESNC | (COMP) BASIN, EROSION CONTROL |  | BASN | 0 | ACTIVE | 11A-BASN.ESNC
BASN.HDWALL | (COMP) BASIN, HEADWALL |  | BASN | 0 | ACTIVE | 11A-BASN.HDWALL
BASN:CONB | (COMP) BASIN, CONTAINMENT BOOM |  | BASN | 0 | ACTIVE | 11A-BASN:CONB
BASN:GRAT | (COMP) BASIN, GRATE |  | BASN | 0 | ACTIVE | 11A-BASN:GRAT
BASN:IBEM | (COMP) BASIN, I BEAM |  | BASN | 0 | ACTIVE | 11A-BASN:IBEM
BASN:TDRS | (COMP) BASIN, TIDE RISER |  | BASN | 0 | ACTIVE | 11A-BASN:TDRS
BASN:WNCH | (COMP) BASIN, WINCH ASSEMBLY (INCLUDES MOTOR) |  | BASN | 0 | ACTIVE | 11A-BASN:WNCH
CBSN | CATCH BASIN |  |  | 0 | ACTIVE | 11A-CBSN
CBSN.GRAT | (COMP) CATCH BASIN, GRATE |  | CBSN | 0 | ACTIVE | 11A-CBSN.GRAT
CSEP | CONTAMINATION SEPARATOR |  |  | 0 | ACTIVE | 11A-CSEP
GATE | GATE |  |  | 0 | ACTIVE | 11A-GATE
GATE.GTDV | (COMP) GATE, GATE DRIVE |  | GATE | 0 | ACTIVE | 11A-GATE.GTDV
GATE.HDWALL | (COMP) GATE, HEADWALL |  | GATE | 0 | ACTIVE | 11A-GATE.HDWALL
GATE:CHAIN | (COMP) GATE, CHAIN |  | GATE | 0 | ACTIVE | 11A-GATE:CHAIN
ISOV | ISOLATION VALVE |  |  | 0 | ACTIVE | 11A-ISOV
OTFL | OUTFALL |  |  | 0 | ACTIVE | 11A-OTFL
OTFL.BWVV | (COMP) OUTFALL, BACKWATER VALVE |  | OTFL | 0 | ACTIVE | 11A-OTFL.BWVV
OTFL.HDWALL | (COMP) OUTFALL, HEADWALL |  | OTFL | 0 | ACTIVE | 11A-OTFL.HDWALL
OTFL.HNDR | (COMP) OUTFALL, HANDRAIL |  | OTFL | 0 | ACTIVE | 11A-OTFL.HNDR
OTFL.SCUCAGE | (COMP) OUTFALL, SECURITY CAGE |  | OTFL | 0 | ACTIVE | 11A-OTFL.SCUCAGE
OTFL.STRS | (COMP) OUTFALL, STAIRS |  | OTFL | 0 | ACTIVE | 11A-OTFL.STRS
OTFL.WGWL | (COMP) OUTFALL, WING WALL |  | OTFL | 0 | ACTIVE | 11A-OTFL.WGWL
OTFL:CONB | (COMP) OUTFALL, CONTAINMENT BOOM |  | OTFL | 0 | ACTIVE | 11A-OTFL:CONB
OTFL:IBEM | (COMP) OUTFALL, I BEAM |  | OTFL | 0 | ACTIVE | 11A-OTFL:IBEM
OTFL:TDRS | (COMP) OUTFALL, TIDE RISER |  | OTFL | 0 | ACTIVE | 11A-OTFL:TDRS
PIPE | PIPE |  |  | 0 | ACTIVE | 11A-PIPE
CHVL | CHECK VALVE |  |  | 0 | ACTIVE | 11B-CHVL
DSCS | DISCONNECT SWITCH |  |  | 0 | ACTIVE | 11B-DSCS
ISOV | ISOLATION VALVE |  |  | 0 | ACTIVE | 11B-ISOV
LFTS | LIFT STATION |  |  | 0 | ACTIVE | 11B-LFTS
LFTS.CNTL | (COMP) LIFT STATION, CONTROLS |  | LFTS | 0 | ACTIVE | 11B-LFTS.CNTL
LFTS.GDS | (COMP) LIFT STATION, GAS DETECTION SYSTEM |  | LFTS | 0 | ACTIVE | 11B-LFTS.GDS
LFTS.HADR | (COMP) LIFT STATION, HATCH DOOR |  | LFTS | 0 | ACTIVE | 11B-LFTS.HADR
LFTS.HSTS | (COMP) LIFT STATION, HOISTS |  | LFTS | 0 | ACTIVE | 11B-LFTS.HSTS
LFTS.LALM | (COMP) LIFT STATION, LEVEL ALARM |  | LFTS | 0 | ACTIVE | 11B-LFTS.LALM
LFTS.LFIXT | (COMP) LIFT STATION, LIGHT FIXTURE |  | LFTS | 0 | ACTIVE | 11B-LFTS.LFIXT
LFTS.MOTR | (COMP) LIFT STATION, MOTOR |  | LFTS | 0 | ACTIVE | 11B-LFTS.MOTR
LFTS.PUMP | (COMP) LIFT STATION, PUMP |  | LFTS | 0 | ACTIVE | 11B-LFTS.PUMP
LFTS.STRT | (COMP) LIFT STATION, VFD/ STARTER |  | LFTS | 0 | ACTIVE | 11B-LFTS.STRT
LFTS.VNTN | (COMP) LIFT STATION, VENTILATION |  | LFTS | 0 | ACTIVE | 11B-LFTS.VNTN
PIPE | PIPE |  |  | 0 | ACTIVE | 11B-PIPE
PUMP | PUMP |  |  | 0 | ACTIVE | 11B-PUMP
PUMP.CNTL | (COMP) PUMP, CONTROLS |  | PUMP | 0 | ACTIVE | 11B-PUMP.CNTL
PUMP.MOTR | (COMP) PUMP, MOTOR |  | PUMP | 0 | ACTIVE | 11B-PUMP.MOTR
PUMP.STRT | (COMP) PUMP, VFD/ STARTER |  | PUMP | 0 | ACTIVE | 11B-PUMP.STRT
CSEP | CONTAMINATION SEPARATOR |  |  | 0 | ACTIVE | 11C-CSEP
CSEP.CYCH | (COMP) CONTAMINATION SEPARATOR, CYCLONE CHAMBER |  | CSEP | 0 | ACTIVE | 11C-CSEP.CYCH
CSEP.PRTC | (COMP) CONTAMINATION SEPARATOR, PERLITE CANNISTER |  | CSEP | 0 | ACTIVE | 11C-CSEP.PRTC
CSEP:DPBG | (COMP) CONTAMINATION SEPARATOR, DISPOSABLE PERILITE BAGS |  | CSEP | 0 | ACTIVE | 11C-CSEP:DPBG
CSEP:GRAT | (COMP) CONTAMINATION SEPARATOR, GRATE |  | CSEP | 0 | ACTIVE | 11C-CSEP:GRAT
OWSP | OIL/WATER SEPARATOR |  |  | 0 | ACTIVE | 11C-OWSP
OWSP.FLTR | (COMP) OIL/WATER SEPARATOR, FILTER |  | OWSP | 0 | ACTIVE | 11C-OWSP.FLTR
OWSP.ISOV | (COMP) OIL/WATER SEPARATOR, ISOLATION VALVE |  | OWSP | 0 | ACTIVE | 11C-OWSP.ISOV
OWSP.LDET | (COMP) OIL/WATER SEPARATOR, LEAK DETECTION |  | OWSP | 0 | ACTIVE | 11C-OWSP.LDET
OWSP.MNWL | (COMP) OIL/WATER SEPARATOR, MONITORING WELL |  | OWSP | 0 | ACTIVE | 11C-OWSP.MNWL
OWSP.MSYS | (COMP) OIL/WATER SEPARATOR, MONITORING SYSTEM |  | OWSP | 0 | ACTIVE | 11C-OWSP.MSYS
OWSP.PUMP | (COMP) OIL/WATER SEPARATOR, PUMP |  | OWSP | 0 | ACTIVE | 11C-OWSP.PUMP
OWSP.VENT | (COMP) OIL/WATER SEPARATOR, VENTS |  | OWSP | 0 | ACTIVE | 11C-OWSP.VENT
BFPV | BACKFLOW PREVENTER |  |  | 0 | ACTIVE | 12A-BFPV
BTUM | BTU METER |  |  | 0 | ACTIVE | 12A-BTUM
BTUM:CHRT | (COMP) BTU METER, CHART |  | BTUM | 0 | ACTIVE | 12A-BTUM:CHRT
CHILL | CHILLER |  |  | 0 | ACTIVE | 12A-CHILL
CHILL:GASK | (COMP) CHILLER, GASKETS |  | CHILL | 0 | ACTIVE | 12A-CHILL:GASK
CIRP | CIRCULATION PUMP |  |  | 0 | ACTIVE | 12A-CIRP
CIRP.MOTR | (COMP) CIRCULATION PUMP, MOTOR |  | CIRP | 0 | ACTIVE | 12A-CIRP.MOTR
CIRP.STRT | (COMP) CIRCULATION PUMP, VFD/ STARTER |  | CIRP | 0 | ACTIVE | 12A-CIRP.STRT
CMFD | CHEMICAL FEEDER |  |  | 0 | ACTIVE | 12A-CMFD
CNTV | CONTROL VALVE |  |  | 0 | ACTIVE | 12A-CNTV
CNTV.MOTR | (COMP) CONTROL VALVE, MOTOR |  | CNTV | 0 | ACTIVE | 12A-CNTV.MOTR
CONI | CONTROL INTERFACE |  |  | 0 | ACTIVE | 12A-CONI
DCOOLER | DRY COOLER |  |  | 0 | ACTIVE | 12A-DCOOLER
DCOOLER.CNTL | (COMP) DRY COOLER, CONTROLS |  | DCOOLER | 0 | ACTIVE | 12A-DCOOLER.CNTL
DCOOLER.FAN | (COMP) DRY COOLER, FAN |  | DCOOLER | 0 | ACTIVE | 12A-DCOOLER.FAN
DCOOLER.MOTR | (COMP) DRY COOLER, MOTOR |  | DCOOLER | 0 | ACTIVE | 12A-DCOOLER.MOTR
DCOOLER.PLCL | (COMP) DRY COOLER, PLATE/COIL |  | DCOOLER | 0 | ACTIVE | 12A-DCOOLER.PLCL
DCOOLER.PRRV | (COMP) DRY COOLER, PRESSURE RELIEF VALVE |  | DCOOLER | 0 | ACTIVE | 12A-DCOOLER.PRRV
DSCS | DISCONNECT SWITCH |  |  | 0 | ACTIVE | 12A-DSCS
EXPT | EXPANSION TANK |  |  | 0 | ACTIVE | 12A-EXPT
EXPT.PRRV | (COMP) EXPANSION TANK, PRESSURE RELIEF VALVE |  | EXPT | 0 | ACTIVE | 12A-EXPT.PRRV
HTEX | HEAT EXCHANGER |  |  | 0 | ACTIVE | 12A-HTEX
HTEX.PRRV | (COMP) HEAT EXCHANGER, PRESSURE RELIEF VALVE |  | HTEX | 0 | ACTIVE | 12A-HTEX.PRRV
ISOV | ISOLATION VALVE |  |  | 0 | ACTIVE | 12A-ISOV
PIPE | PIPE |  |  | 0 | ACTIVE | 12A-PIPE
PIPE.AIRE | (COMP) PIPE, AIR ELIMINATOR |  | PIPE | 0 | ACTIVE | 12A-PIPE.AIRE
PIPE.AIRV | (COMP) PIPE, AIR VENT |  | PIPE | 0 | ACTIVE | 12A-PIPE.AIRV
PIPE.DRNV | (COMP) PIPE, DRAIN VALVE |  | PIPE | 0 | ACTIVE | 12A-PIPE.DRNV
PIPE.FLWM | (COMP) PIPE, FLOW METER |  | PIPE | 0 | ACTIVE | 12A-PIPE.FLWM
PIPE.GAUG | (COMP) PIPE, GAUGES |  | PIPE | 0 | ACTIVE | 12A-PIPE.GAUG
PIPE.INSL | (COMP) PIPE, INSULATION |  | PIPE | 0 | ACTIVE | 12A-PIPE.INSL
PIPE.PRRV | (COMP) PIPE, PRESSURE RELIEF VALVE |  | PIPE | 0 | ACTIVE | 12A-PIPE.PRRV
PIPE.STRN | (COMP) PIPE, STRAINER |  | PIPE | 0 | ACTIVE | 12A-PIPE.STRN
PIPE.THER | (COMP) PIPE, THERMOMETER |  | PIPE | 0 | ACTIVE | 12A-PIPE.THER
PIPE.VIBR | (COMP) PIPE, VIBRATION ELIMINATOR |  | PIPE | 0 | ACTIVE | 12A-PIPE.VIBR
BTUM | BTU METER |  |  | 0 | ACTIVE | 12B-BTUM
BTUM:CHRT | (COMP) BTU METER, CHART |  | BTUM | 0 | ACTIVE | 12B-BTUM:CHRT
CNTV | CONTROL VALVE |  |  | 0 | ACTIVE | 12B-CNTV
CNTV.MOTR | (COMP) CONTROL VALVE, MOTOR |  | CNTV | 0 | ACTIVE | 12B-CNTV.MOTR
CONI | CONTROL INTERFACE |  |  | 0 | ACTIVE | 12B-CONI
DPMP | DISTRIBUTION PUMP |  |  | 0 | ACTIVE | 12B-DPMP
DPMP.MOTR | (COMP) DISTRIBUTION PUMP, MOTOR |  | DPMP | 0 | ACTIVE | 12B-DPMP.MOTR
DPMP.STRT | (COMP) DISTRIBUTION PUMP, VFD/ STARTER |  | DPMP | 0 | ACTIVE | 12B-DPMP.STRT
DSCS | DISCONNECT SWITCH |  |  | 0 | ACTIVE | 12B-DSCS
ISOV | ISOLATION VALVE |  |  | 0 | ACTIVE | 12B-ISOV
PEXP | PIPE EXPANSION JOINT |  |  | 0 | ACTIVE | 12B-PEXP
PIPE | PIPE |  |  | 0 | ACTIVE | 12B-PIPE
PIPE.AIRE | (COMP) PIPE, AIR ELIMINATOR |  | PIPE | 0 | ACTIVE | 12B-PIPE.AIRE
PIPE.AIRV | (COMP) PIPE, AIR VENT |  | PIPE | 0 | ACTIVE | 12B-PIPE.AIRV
PIPE.DRNV | (COMP) PIPE, DRAIN VALVE |  | PIPE | 0 | ACTIVE | 12B-PIPE.DRNV
PIPE.FLWM | (COMP) PIPE, FLOW METER |  | PIPE | 0 | ACTIVE | 12B-PIPE.FLWM
PIPE.GAUG | (COMP) PIPE, GAUGES |  | PIPE | 0 | ACTIVE | 12B-PIPE.GAUG
PIPE.INSL | (COMP) PIPE, INSULATION |  | PIPE | 0 | ACTIVE | 12B-PIPE.INSL
PIPE.PRRV | (COMP) PIPE, PRESSURE RELIEF VALVE |  | PIPE | 0 | ACTIVE | 12B-PIPE.PRRV
PIPE.STRN | (COMP) PIPE, STRAINER |  | PIPE | 0 | ACTIVE | 12B-PIPE.STRN
PIPE.THER | (COMP) PIPE, THERMOMETER |  | PIPE | 0 | ACTIVE | 12B-PIPE.THER
PIPE.VIBR | (COMP) PIPE, VIBRATION ELIMINATOR |  | PIPE | 0 | ACTIVE | 12B-PIPE.VIBR
ARCP | AIR COMPRESSOR |  |  | 0 | ACTIVE | 13A-ARCP
ARCP.CMPR | (COMP) AIR COMPRESSOR, COMPRESSOR |  | ARCP | 0 | ACTIVE | 13A-ARCP.CMPR
ARCP.CNTL | (COMP) AIR COMPRESSOR, CONTROLS |  | ARCP | 0 | ACTIVE | 13A-ARCP.CNTL
ARCP.ISOV | (COMP) AIR COMPRESSOR, ISOLATION VALVE |  | ARCP | 0 | ACTIVE | 13A-ARCP.ISOV
ARCP.MOTR | (COMP) AIR COMPRESSOR, MOTOR |  | ARCP | 0 | ACTIVE | 13A-ARCP.MOTR
ARCP.PRRV | (COMP) AIR COMPRESSOR, PRESSURE RELIEF VALVE |  | ARCP | 0 | ACTIVE | 13A-ARCP.PRRV
ARCP.STRT | (COMP) AIR COMPRESSOR, VFD/ STARTER |  | ARCP | 0 | ACTIVE | 13A-ARCP.STRT
ARCP:AFLT | (COMP) AIR COMPRESSOR, AIR FILTER |  | ARCP | 0 | ACTIVE | 13A-ARCP:AFLT
ARCP:BELT | (COMP) AIR COMPRESSOR, BELT |  | ARCP | 0 | ACTIVE | 13A-ARCP:BELT
ARCP:OFLT | (COMP) AIR COMPRESSOR, OIL FILTER |  | ARCP | 0 | ACTIVE | 13A-ARCP:OFLT
ARCP:OIL | (COMP) AIR COMPRESSOR, OIL |  | ARCP | 0 | ACTIVE | 13A-ARCP:OIL
BFPV | BACKFLOW PREVENTER |  |  | 0 | ACTIVE | 13A-BFPV
BOIL | BOILER |  |  | 0 | ACTIVE | 13A-BOIL
BOIL.BRAS | (COMP) BOILER, BURNER ASSEMBLY |  | BOIL | 0 | ACTIVE | 13A-BOIL.BRAS
BOIL.CMBF | (COMP) BOILER, COMBUSTION FAN |  | BOIL | 0 | ACTIVE | 13A-BOIL.CMBF
BOIL.CNTL | (COMP) BOILER, CONTROLS |  | BOIL | 0 | ACTIVE | 13A-BOIL.CNTL
BOIL.DRNV | (COMP) BOILER, DRAIN VALVE |  | BOIL | 0 | ACTIVE | 13A-BOIL.DRNV
BOIL.EVNT | (COMP) BOILER, EXHAUST VENTING |  | BOIL | 0 | ACTIVE | 13A-BOIL.EVNT
BOIL.GVLV | (COMP) BOILER, GAS VALVE |  | BOIL | 0 | ACTIVE | 13A-BOIL.GVLV
BOIL.IGNR | (COMP) BOILER, IGNITOR |  | BOIL | 0 | ACTIVE | 13A-BOIL.IGNR
BOIL.OVLV | (COMP) BOILER, OIL VALVE |  | BOIL | 0 | ACTIVE | 13A-BOIL.OVLV
BOIL.PRRV | (COMP) BOILER, PRESSURE RELIEF VALVE |  | BOIL | 0 | ACTIVE | 13A-BOIL.PRRV
BOIL.SVNT | (COMP) BOILER, SUPPLY VENTING |  | BOIL | 0 | ACTIVE | 13A-BOIL.SVNT
BOIL:FSTR | (COMP) BOILER, FUEL STRAINER |  | BOIL | 0 | ACTIVE | 13A-BOIL:FSTR
BOIL:GASK | (COMP) BOILER, GASKETS |  | BOIL | 0 | ACTIVE | 13A-BOIL:GASK
BTUM | BTU METER |  |  | 0 | ACTIVE | 13A-BTUM
BTUM:CHRT | (COMP) BTU METER, CHART |  | BTUM | 0 | ACTIVE | 13A-BTUM:CHRT
CIRP | CIRCULATION PUMP |  |  | 0 | ACTIVE | 13A-CIRP
CIRP.MOTR | (COMP) CIRCULATION PUMP, MOTOR |  | CIRP | 0 | ACTIVE | 13A-CIRP.MOTR
CIRP.STRT | (COMP) CIRCULATION PUMP, VFD/ STARTER |  | CIRP | 0 | ACTIVE | 13A-CIRP.STRT
CMFD | CHEMICAL FEEDER |  |  | 0 | ACTIVE | 13A-CMFD
CNTV | CONTROL VALVE |  |  | 0 | ACTIVE | 13A-CNTV
CNTV.MOTR | (COMP) CONTROL VALVE, MOTOR |  | CNTV | 0 | ACTIVE | 13A-CNTV.MOTR
CONI | CONTROL INTERFACE |  |  | 0 | ACTIVE | 13A-CONI
DEAR | DEAERATOR |  |  | 0 | ACTIVE | 13A-DEAR
DEAR.BFPV | (COMP) DEAERATOR, BACKFLOW PREVENTER |  | DEAR | 0 | ACTIVE | 13A-DEAR.BFPV
DEAR.CNTL | (COMP) DEAERATOR, CONTROLS |  | DEAR | 0 | ACTIVE | 13A-DEAR.CNTL
DEAR.HTEX | (COMP) DEAERATOR, HEAT EXCHANGER |  | DEAR | 0 | ACTIVE | 13A-DEAR.HTEX
DEAR.MOTR | (COMP) DEAERATOR, MOTOR |  | DEAR | 0 | ACTIVE | 13A-DEAR.MOTR
DEAR.PUMP | (COMP) DEAERATOR, PUMP |  | DEAR | 0 | ACTIVE | 13A-DEAR.PUMP
DEAR.STRN | (COMP) DEAERATOR, STRAINER |  | DEAR | 0 | ACTIVE | 13A-DEAR.STRN
DEAR.STRT | (COMP) DEAERATOR, VFD/ STARTER |  | DEAR | 0 | ACTIVE | 13A-DEAR.STRT
DRYR | AIR DRYER |  |  | 0 | ACTIVE | 13A-DRYR
DRYR.MOTR | (COMP) AIR DRYER, MOTOR |  | DRYR | 0 | ACTIVE | 13A-DRYR.MOTR
DRYR.STRT | (COMP) AIR DRYER, VFD/ STARTER |  | DRYR | 0 | ACTIVE | 13A-DRYR.STRT
DRYR:AFLT | (COMP) AIR DRYER, AIR FILTER |  | DRYR | 0 | ACTIVE | 13A-DRYR:AFLT
DRYR:BELT | (COMP) AIR DRYER, BELT |  | DRYR | 0 | ACTIVE | 13A-DRYR:BELT
DSCS | DISCONNECT SWITCH |  |  | 0 | ACTIVE | 13A-DSCS
EXPT | EXPANSION TANK |  |  | 0 | ACTIVE | 13A-EXPT
EXPT.PRRV | (COMP) EXPANSION TANK, PRESSURE RELIEF VALVE |  | EXPT | 0 | ACTIVE | 13A-EXPT.PRRV
FTNK | FUEL STORAGE TANK |  |  | 0 | ACTIVE | 13A-FTNK
FTNK.CHVL | (COMP) FUEL STORAGE TANK, CHECK VALVE |  | FTNK | 0 | ACTIVE | 13A-FTNK.CHVL
FTNK.CNTV | (COMP) FUEL STORAGE TANK, CONTROL VALVE |  | FTNK | 0 | ACTIVE | 13A-FTNK.CNTV
FTNK.DSTR | (COMP) FUEL STORAGE TANK, DUPLEX STRAINER |  | FTNK | 0 | ACTIVE | 13A-FTNK.DSTR
FTNK.ISOV | (COMP) FUEL STORAGE TANK, ISOLATION VALVE |  | FTNK | 0 | ACTIVE | 13A-FTNK.ISOV
FTNK.LDET | (COMP) FUEL STORAGE TANK, LEAK DETECTION |  | FTNK | 0 | ACTIVE | 13A-FTNK.LDET
FTNK.PIPE | (COMP) FUEL STORAGE TANK, PIPE |  | FTNK | 0 | ACTIVE | 13A-FTNK.PIPE
FTNK.PRRV | (COMP) FUEL STORAGE TANK, PRESSURE RELIEF VALVE |  | FTNK | 0 | ACTIVE | 13A-FTNK.PRRV
FTNK.PUMP | (COMP) FUEL STORAGE TANK, PUMP |  | FTNK | 0 | ACTIVE | 13A-FTNK.PUMP
FTNK.VENT | (COMP) FUEL STORAGE TANK, VENTS |  | FTNK | 0 | ACTIVE | 13A-FTNK.VENT
FTNK:FFLT | (COMP) FUEL STORAGE TANK, FUEL FILTER |  | FTNK | 0 | ACTIVE | 13A-FTNK:FFLT
HTEX | HEAT EXCHANGER |  |  | 0 | ACTIVE | 13A-HTEX
HTEX.PRRV | (COMP) HEAT EXCHANGER, PRESSURE RELIEF VALVE |  | HTEX | 0 | ACTIVE | 13A-HTEX.PRRV
ISOV | ISOLATION VALVE |  |  | 0 | ACTIVE | 13A-ISOV
PIPE | PIPE |  |  | 0 | ACTIVE | 13A-PIPE
PIPE.AIRE | (COMP) PIPE, AIR ELIMINATOR |  | PIPE | 0 | ACTIVE | 13A-PIPE.AIRE
PIPE.AIRV | (COMP) PIPE, AIR VENT |  | PIPE | 0 | ACTIVE | 13A-PIPE.AIRV
PIPE.DRNV | (COMP) PIPE, DRAIN VALVE |  | PIPE | 0 | ACTIVE | 13A-PIPE.DRNV
PIPE.FLWM | (COMP) PIPE, FLOW METER |  | PIPE | 0 | ACTIVE | 13A-PIPE.FLWM
PIPE.GAUG | (COMP) PIPE, GAUGES |  | PIPE | 0 | ACTIVE | 13A-PIPE.GAUG
PIPE.INSL | (COMP) PIPE, INSULATION |  | PIPE | 0 | ACTIVE | 13A-PIPE.INSL
PIPE.PRRV | (COMP) PIPE, PRESSURE RELIEF VALVE |  | PIPE | 0 | ACTIVE | 13A-PIPE.PRRV
PIPE.STRN | (COMP) PIPE, STRAINER |  | PIPE | 0 | ACTIVE | 13A-PIPE.STRN
PIPE.THER | (COMP) PIPE, THERMOMETER |  | PIPE | 0 | ACTIVE | 13A-PIPE.THER
PIPE.VIBR | (COMP) PIPE, VIBRATION ELIMINATOR |  | PIPE | 0 | ACTIVE | 13A-PIPE.VIBR
WSFT | WATER SOFTENER |  |  | 0 | ACTIVE | 13A-WSFT
WSFT.BFPV | (COMP) WATER SOFTENER, BACKFLOW PREVENTER |  | WSFT | 0 | ACTIVE | 13A-WSFT.BFPV
WSFT.CNTL | (COMP) WATER SOFTENER, CONTROLS |  | WSFT | 0 | ACTIVE | 13A-WSFT.CNTL
WSFT:CHML | (COMP) WATER SOFTENER, CHEMICAL |  | WSFT | 0 | ACTIVE | 13A-WSFT:CHML
BTUM | BTU METER |  |  | 0 | ACTIVE | 13B-BTUM
BTUM:CHRT | (COMP) BTU METER, CHART |  | BTUM | 0 | ACTIVE | 13B-BTUM:CHRT
CNTV | CONTROL VALVE |  |  | 0 | ACTIVE | 13B-CNTV
CNTV.MOTR | (COMP) CONTROL VALVE, MOTOR |  | CNTV | 0 | ACTIVE | 13B-CNTV.MOTR
CONI | CONTROL INTERFACE |  |  | 0 | ACTIVE | 13B-CONI
DPMP | DISTRIBUTION PUMP |  |  | 0 | ACTIVE | 13B-DPMP
DPMP.MOTR | (COMP) DISTRIBUTION PUMP, MOTOR |  | DPMP | 0 | ACTIVE | 13B-DPMP.MOTR
DPMP.STRT | (COMP) DISTRIBUTION PUMP, VFD/ STARTER |  | DPMP | 0 | ACTIVE | 13B-DPMP.STRT
DSCS | DISCONNECT SWITCH |  |  | 0 | ACTIVE | 13B-DSCS
ISOV | ISOLATION VALVE |  |  | 0 | ACTIVE | 13B-ISOV
PEXP | PIPE EXPANSION JOINT |  |  | 0 | ACTIVE | 13B-PEXP
PIPE | PIPE |  |  | 0 | ACTIVE | 13B-PIPE
PIPE.AIRE | (COMP) PIPE, AIR ELIMINATOR |  | PIPE | 0 | ACTIVE | 13B-PIPE.AIRE
PIPE.AIRV | (COMP) PIPE, AIR VENT |  | PIPE | 0 | ACTIVE | 13B-PIPE.AIRV
PIPE.DRNV | (COMP) PIPE, DRAIN VALVE |  | PIPE | 0 | ACTIVE | 13B-PIPE.DRNV
PIPE.FLWM | (COMP) PIPE, FLOW METER |  | PIPE | 0 | ACTIVE | 13B-PIPE.FLWM
PIPE.GAUG | (COMP) PIPE, GAUGES |  | PIPE | 0 | ACTIVE | 13B-PIPE.GAUG
PIPE.INSL | (COMP) PIPE, INSULATION |  | PIPE | 0 | ACTIVE | 13B-PIPE.INSL
PIPE.PRRV | (COMP) PIPE, PRESSURE RELIEF VALVE |  | PIPE | 0 | ACTIVE | 13B-PIPE.PRRV
PIPE.STRN | (COMP) PIPE, STRAINER |  | PIPE | 0 | ACTIVE | 13B-PIPE.STRN
PIPE.THER | (COMP) PIPE, THERMOMETER |  | PIPE | 0 | ACTIVE | 13B-PIPE.THER
PIPE.VIBR | (COMP) PIPE, VIBRATION ELIMINATOR |  | PIPE | 0 | ACTIVE | 13B-PIPE.VIBR
PIPE | PIPE |  |  | 0 | ACTIVE | 14A-PIPE
VLV | VALVE |  |  | 0 | ACTIVE | 14B-VLV
BLCT | STEAM BOILER CONTROL |  |  | 0 | ACTIVE | 14C-BLCT
BLCT-ALRM | (ASSET) STEAM BOILER CONTROL, ALARM |  | BLCT | 0 | ACTIVE | 14C-BLCT-ALRM
EJNT | EXPANSION JOINT |  |  | 0 | ACTIVE | 14C-EJNT
REC | STEAM CHART/METER |  |  | 0 | ACTIVE | 14C-REC
SBEX | STEAM BOILER EXHAUST |  |  | 0 | ACTIVE | 14C-SBEX
SBOIL | STEAM BOILER |  |  | 0 | ACTIVE | 14C-SBOIL
SBSF | STEAM BOILER SUPPLY FAN |  |  | 0 | ACTIVE | 14C-SBSF
STGN | STEAM GENERATOR |  |  | 0 | ACTIVE | 14C-STGN
UTYM | UTILITY METER |  |  | 0 | ACTIVE | 14C-UTYM
BOIL | BOILER |  |  | 0 | ACTIVE | 14D-BOIL
BOIL.FLTR | (COMP) BOILER, FILTER |  | BOIL | 0 | ACTIVE | 14D-BOIL.FLTR
HTEX | HEAT EXCHANGER |  |  | 0 | ACTIVE | 14D-HTEX
HVV | PRESSURE REDUCING VALVE |  |  | 0 | ACTIVE | 14D-HVV
HWPM | HOT WATER PUMP |  |  | 0 | ACTIVE | 14D-HWPM
MOV | MOTORIZED VALVE |  |  | 0 | ACTIVE | 14D-MOV
SBTU | SUB BTU METER |  |  | 0 | ACTIVE | 14D-SBTU
SPMP | STEAM PUMP |  |  | 0 | ACTIVE | 14D-SPMP
STFR | STEAM FILTER |  |  | 0 | ACTIVE | 14D-STFR
STTR | STEAM TRAPS |  |  | 0 | ACTIVE | 14D-STTR
VLV | VALVE |  |  | 0 | ACTIVE | 14D-VLV
VSYS | VAC SYSTEM |  |  | 0 | ACTIVE | 14D-VSYS
BDT | BLOW DOWN TANK |  |  | 0 | ACTIVE | 14E-BDT
CMFD | CHEMICAL FEEDER |  |  | 0 | ACTIVE | 14E-CMFD
COOL | CONDENSATE COOLER |  |  | 0 | ACTIVE | 14E-COOL
CPMP | CHEMICAL FEED PUMP |  |  | 0 | ACTIVE | 14E-CPMP
CRP | CONDENSATE RETURN PUMP |  |  | 0 | ACTIVE | 14E-CRP
CRT | CONDENSATE RETURN TANK |  |  | 0 | ACTIVE | 14E-CRT
CRU | CONDENSATE RETURN UNIT |  |  | 0 | ACTIVE | 14E-CRU
CTNK | CHEMICAL FEED TANK |  |  | 0 | ACTIVE | 14E-CTNK
DSCS | DISCONNECT SWITCH |  |  | 0 | ACTIVE | 14E-DSCS
EXF | EXHAUST FAN |  |  | 0 | ACTIVE | 14E-EXF
EXPT | EXPANSION TANK |  |  | 0 | ACTIVE | 14E-EXPT
EPIT | ELEVATOR PITS |  |  | 0 | ACTIVE | 15A-EPIT
FNDN | FOUNDATION |  |  | 0 | ACTIVE | 15A-FNDN
FNDN-ABOLT | (ASSET) FOUNDATION, ANCHOR BOLTS |  | FNDN | 0 | ACTIVE | 15A-FNDN-ABOLT
FNDN-CASN | (ASSET) FOUNDATION, CAISSONS |  | FNDN | 0 | ACTIVE | 15A-FNDN-CASN
FNDN-FDNW | (ASSET) FOUNDATION, FOUNDATION WALLS |  | FNDN | 0 | ACTIVE | 15A-FNDN-FDNW
FNDN-FTNG | (ASSET) FOUNDATION, FOOTINGS |  | FNDN | 0 | ACTIVE | 15A-FNDN-FTNG
FNDN-PIER | (ASSET) FOUNDATION, PIER |  | FNDN | 0 | ACTIVE | 15A-FNDN-PIER
FNDN-PILE | (ASSET) FOUNDATION, PILE |  | FNDN | 0 | ACTIVE | 15A-FNDN-PILE
FNDN-PLCAP | (ASSET) FOUNDATION, PILE CAP |  | FNDN | 0 | ACTIVE | 15A-FNDN-PLCAP
OGFS | ON-GRADE FLOOR SLABS |  |  | 0 | ACTIVE | 15A-OGFS
UVLT | UTILITY VAULT |  |  | 0 | ACTIVE | 15A-UVLT
BEAM | BEAM |  |  | 0 | ACTIVE | 15B-BEAM
BRCG | BRACING |  |  | 0 | ACTIVE | 15B-BRCG
BRCG-LTRBRC | (ASSET) BRACING, LATERAL BRACING |  | BRCG | 0 | ACTIVE | 15B-BRCG-LTRBRC
BRCG-TSVBRC | (ASSET) BRACING, TRANSVERSE BRACING |  | BRCG | 0 | ACTIVE | 15B-BRCG-TSVBRC
CLMS | COLUMN |  |  | 0 | ACTIVE | 15B-CLMS
CONN | CONNECTIONS |  |  | 0 | ACTIVE | 15B-CONN
CONN-GSTP | (ASSET) CONNECTIONS, GUSSET PLATES |  | CONN | 0 | ACTIVE | 15B-CONN-GSTP
GIRDER | GIRDER |  |  | 0 | ACTIVE | 15B-GIRDER
HSTS | HOISTS |  |  | 0 | ACTIVE | 15B-HSTS
JSTS | JOISTS |  |  | 0 | ACTIVE | 15B-JSTS
STRG | STRINGER |  |  | 0 | ACTIVE | 15B-STRG
TRSS | TRUSS SYSTEM |  |  | 0 | ACTIVE | 15B-TRSS
TRSS-TCHS | (ASSET) TRUSS SYSTEM, TRUSS CHORD |  | TRSS | 0 | ACTIVE | 15B-TRSS-TCHS
TRSS-TDGN | (ASSET) TRUSS SYSTEM, DIAGONAL |  | TRSS | 0 | ACTIVE | 15B-TRSS-TDGN
TRSS-TVRT | (ASSET) TRUSS SYSTEM, VERTICAL |  | TRSS | 0 | ACTIVE | 15B-TRSS-TVRT
FLDK | FLOOR DECKING |  |  | 0 | ACTIVE | 15C-FLDK
RFDK | ROOF DECKING |  |  | 0 | ACTIVE | 15C-RFDK
ESTR | EMERGENCY ESCAPE STAIRCASES |  |  | 0 | ACTIVE | 15D-ESTR
LADR | LADDER |  |  | 0 | ACTIVE | 15D-LADR
RAMP | RAMP |  |  | 0 | ACTIVE | 15D-RAMP
RAMP.RLNG | (COMP) RAMP, RAILING |  | RAMP | 0 | ACTIVE | 15D-RAMP.RLNG
RAMP.RSLB | (COMP) RAMP, RAMP SLAB |  | RAMP | 0 | ACTIVE | 15D-RAMP.RSLB
RAMP-RLNG | (ASSET) RAMP, RAILING |  | RAMP | 0 | ACTIVE | 15D-RAMP-RLNG
RAMP-RSLB | (ASSET) RAMP, RAMP SLAB |  | RAMP | 0 | ACTIVE | 15D-RAMP-RSLB
STWY | STAIRWAYS |  |  | 0 | ACTIVE | 15D-STWY
STWY.RLNG | (COMP) STAIRWAYS, RAILING |  | STWY | 0 | ACTIVE | 15D-STWY.RLNG
STWY.SLDG | (COMP) STAIRWAYS, LANDINGS |  | STWY | 0 | ACTIVE | 15D-STWY.SLDG
STWY.STRS | (COMP) STAIRWAYS, STAIRS |  | STWY | 0 | ACTIVE | 15D-STWY.STRS
STWY-RLNG | (ASSET) STAIRWAYS, RAILING |  | STWY | 0 | ACTIVE | 15D-STWY-RLNG
STWY-SLDG | (ASSET) STAIRWAYS, LANDINGS |  | STWY | 0 | ACTIVE | 15D-STWY-SLDG
STWY-STRS | (ASSET) STAIRWAYS, STAIRS |  | STWY | 0 | ACTIVE | 15D-STWY-STRS
EWAL | EXTERNAL / ENCLOSING WALLS |  |  | 0 | ACTIVE | 15E-EWAL
EWAL-ARBR | (ASSET) EXTERNAL / ENCLOSING WALLS, AIR BARRIER |  | EWAL | 0 | ACTIVE | 15E-EWAL-ARBR
EWAL-CLAD | (ASSET) EXTERNAL / ENCLOSING WALLS, CLADDING |  | EWAL | 0 | ACTIVE | 15E-EWAL-CLAD
EWAL-FRMG | (ASSET) EXTERNAL / ENCLOSING WALLS, FRAMING |  | EWAL | 0 | ACTIVE | 15E-EWAL-FRMG
EWAL-INSL | (ASSET) EXTERNAL / ENCLOSING WALLS, INSULATION |  | EWAL | 0 | ACTIVE | 15E-EWAL-INSL
EWAL-SHTNG | (ASSET) EXTERNAL / ENCLOSING WALLS, SHEATHING |  | EWAL | 0 | ACTIVE | 15E-EWAL-SHTNG
EWAL-VPCL | (ASSET) EXTERNAL / ENCLOSING WALLS, VAPOR CONTROL LAYER |  | EWAL | 0 | ACTIVE | 15E-EWAL-VPCL
EWAL-WPRF | (ASSET) EXTERNAL / ENCLOSING WALLS, WATERPROOFING |  | EWAL | 0 | ACTIVE | 15E-EWAL-WPRF
IWAL | INTERIOR WALLS |  |  | 0 | ACTIVE | 15E-IWAL
IWAL-ARBR | (ASSET) INTERIOR WALLS, AIR BARRIER |  | IWAL | 0 | ACTIVE | 15E-IWAL-ARBR
IWAL-CLAD | (ASSET) INTERIOR WALLS, CLADDING |  | IWAL | 0 | ACTIVE | 15E-IWAL-CLAD
IWAL-FRMG | (ASSET) INTERIOR WALLS, FRAMING |  | IWAL | 0 | ACTIVE | 15E-IWAL-FRMG
IWAL-INSL | (ASSET) INTERIOR WALLS, INSULATION |  | IWAL | 0 | ACTIVE | 15E-IWAL-INSL
IWAL-SHTNG | (ASSET) INTERIOR WALLS, SHEATHING |  | IWAL | 0 | ACTIVE | 15E-IWAL-SHTNG
IWAL-VPCL | (ASSET) INTERIOR WALLS, VAPOR CONTROL LAYER |  | IWAL | 0 | ACTIVE | 15E-IWAL-VPCL
IWAL-WPRF | (ASSET) INTERIOR WALLS, WATERPROOFING |  | IWAL | 0 | ACTIVE | 15E-IWAL-WPRF
RTWL | RETAINING WALL |  |  | 0 | ACTIVE | 15E-RTWL
CTWL | CURTAIN WALLS |  |  | 0 | ACTIVE | 15F-CTWL
CTWL-FRMG | (ASSET) CURTAIN WALLS, FRAMING |  | CTWL | 0 | ACTIVE | 15F-CTWL-FRMG
CTWL-PANL | (ASSET) CURTAIN WALLS, PANEL |  | CTWL | 0 | ACTIVE | 15F-CTWL-PANL
EXDR | EXTERIOR DOORS |  |  | 0 | ACTIVE | 15F-EXDR
EXDR.EXDL | (COMP) EXTERIOR DOORS, DOOR LINTEL |  | EXDR | 0 | ACTIVE | 15F-EXDR.EXDL
EXDR.EXDP | (COMP) EXTERIOR DOORS, DOOR PANEL (SLAB) |  | EXDR | 0 | ACTIVE | 15F-EXDR.EXDP
EXDR.EXFM | (COMP) EXTERIOR DOORS, DOOR FRAME |  | EXDR | 0 | ACTIVE | 15F-EXDR.EXFM
EXDR-EXDL | (ASSET) EXTERIOR DOORS, DOOR LINTEL |  | EXDR | 0 | ACTIVE | 15F-EXDR-EXDL
EXDR-EXDP | (ASSET) EXTERIOR DOORS, DOOR PANEL (SLAB) |  | EXDR | 0 | ACTIVE | 15F-EXDR-EXDP
EXDR-EXFM | (ASSET) EXTERIOR DOORS, DOOR FRAME |  | EXDR | 0 | ACTIVE | 15F-EXDR-EXFM
LOVR | LOUVER |  |  | 0 | ACTIVE | 15F-LOVR
OVDR | OVERHEAD DOOR |  |  | 0 | ACTIVE | 15F-OVDR
OVDR-CLPL | (ASSET) OVERHEAD DOOR, CONTROL PANEL |  | OVDR | 0 | ACTIVE | 15F-OVDR-CLPL
OVDR-MOTR | (ASSET) OVERHEAD DOOR, MOTOR |  | OVDR | 0 | ACTIVE | 15F-OVDR-MOTR
OVDR-SNSR | (ASSET) OVERHEAD DOOR, SENSOR |  | OVDR | 0 | ACTIVE | 15F-OVDR-SNSR
SFRT | STOREFRONTS |  |  | 0 | ACTIVE | 15F-SFRT
SFRT.FRMG | (COMP) STOREFRONTS, FRAMING |  | SFRT | 0 | ACTIVE | 15F-SFRT.FRMG
SFRT.PANL | (COMP) STOREFRONTS, PANEL |  | SFRT | 0 | ACTIVE | 15F-SFRT.PANL
SFRT-FRMG | (ASSET) STOREFRONTS, FRAMING |  | SFRT | 0 | ACTIVE | 15F-SFRT-FRMG
SFRT-PANL | (ASSET) STOREFRONTS, PANEL |  | SFRT | 0 | ACTIVE | 15F-SFRT-PANL
SGLZ | SLOPE GLAZED SYSTEMS |  |  | 0 | ACTIVE | 15F-SGLZ
SGLZ-FRMG | (ASSET) SLOPE GLAZED SYSTEMS, FRAMING |  | SGLZ | 0 | ACTIVE | 15F-SGLZ-FRMG
SGLZ-PANL | (ASSET) SLOPE GLAZED SYSTEMS, PANEL |  | SGLZ | 0 | ACTIVE | 15F-SGLZ-PANL
SKLT | SKYLIGHTS |  |  | 0 | ACTIVE | 15F-SKLT
SKLT.BCURB | (COMP) SKYLIGHTS, CURBING |  | SKLT | 0 | ACTIVE | 15F-SKLT.BCURB
SKLT.FRMG | (COMP) SKYLIGHTS, FRAMING |  | SKLT | 0 | ACTIVE | 15F-SKLT.FRMG
SKLT.PANL | (COMP) SKYLIGHTS, PANEL |  | SKLT | 0 | ACTIVE | 15F-SKLT.PANL
SKLT-BCURB | (ASSET) SKYLIGHTS, CURBING |  | SKLT | 0 | ACTIVE | 15F-SKLT-BCURB
SKLT-FRMG | (ASSET) SKYLIGHTS, FRAMING |  | SKLT | 0 | ACTIVE | 15F-SKLT-FRMG
SKLT-PANL | (ASSET) SKYLIGHTS, PANEL |  | SKLT | 0 | ACTIVE | 15F-SKLT-PANL
WNDW | WINDOW |  |  | 0 | ACTIVE | 15F-WNDW
WNDW.WDFM | (COMP) WINDOW, WINDOW FRAME |  | WNDW | 0 | ACTIVE | 15F-WNDW.WDFM
WNDW.WDLT | (COMP) WINDOW, WINDOW LINTEL |  | WNDW | 0 | ACTIVE | 15F-WNDW.WDLT
WNDW.WDPN | (COMP) WINDOW, WINDOW PANEL |  | WNDW | 0 | ACTIVE | 15F-WNDW.WDPN
WNDW-WDFM | (ASSET) WINDOW, WINDOW FRAME |  | WNDW | 0 | ACTIVE | 15F-WNDW-WDFM
WNDW-WDLT | (ASSET) WINDOW, WINDOW LINTEL |  | WNDW | 0 | ACTIVE | 15F-WNDW-WDLT
WNDW-WDPN | (ASSET) WINDOW, WINDOW PANEL |  | WNDW | 0 | ACTIVE | 15F-WNDW-WDPN
EGNRF | EXTENSIVE GREEN ROOF SYSTEM |  |  | 0 | ACTIVE | 15G-EGNRF
EGNRF-DRNC | (ASSET) EXTENSIVE GREEN ROOF SYSTEM, DRAINAGE COMPOSITE |  | EGNRF | 0 | ACTIVE | 15G-EGNRF-DRNC
EGNRF-GRWM | (ASSET) EXTENSIVE GREEN ROOF SYSTEM, TRAY MODULE / GROWING MEDIUM |  | EGNRF | 0 | ACTIVE | 15G-EGNRF-GRWM
EGNRF-SLYR | (ASSET) EXTENSIVE GREEN ROOF SYSTEM, SEPARATION LAYER |  | EGNRF | 0 | ACTIVE | 15G-EGNRF-SLYR
EGNRF-SSHT | (ASSET) EXTENSIVE GREEN ROOF SYSTEM, SCRIM SHEET / SLIP SHEET |  | EGNRF | 0 | ACTIVE | 15G-EGNRF-SSHT
EGNRF-VEGT | (ASSET) EXTENSIVE GREEN ROOF SYSTEM, VEGETATION |  | EGNRF | 0 | ACTIVE | 15G-EGNRF-VEGT
GRAIL | GUARD RAIL |  |  | 0 | ACTIVE | 15G-GRAIL
IGNRF | INTENSIVE GREEN ROOF SYSTEM |  |  | 0 | ACTIVE | 15G-IGNRF
IGNRF-DLYR | (ASSET) INTENSIVE GREEN ROOF SYSTEM, DRAINAGE LAYER |  | IGNRF | 0 | ACTIVE | 15G-IGNRF-DLYR
IGNRF-FLYR | (ASSET) INTENSIVE GREEN ROOF SYSTEM, FILTER LAYER |  | IGNRF | 0 | ACTIVE | 15G-IGNRF-FLYR
IGNRF-GRWM | (ASSET) INTENSIVE GREEN ROOF SYSTEM, TRAY MODULE / GROWING MEDIUM |  | IGNRF | 0 | ACTIVE | 15G-IGNRF-GRWM
IGNRF-PLYR | (ASSET) INTENSIVE GREEN ROOF SYSTEM, PROTECTION LAYER |  | IGNRF | 0 | ACTIVE | 15G-IGNRF-PLYR
IGNRF-RTBR | (ASSET) INTENSIVE GREEN ROOF SYSTEM, ROOT BARRIER |  | IGNRF | 0 | ACTIVE | 15G-IGNRF-RTBR
IGNRF-VEGT | (ASSET) INTENSIVE GREEN ROOF SYSTEM, VEGETATION |  | IGNRF | 0 | ACTIVE | 15G-IGNRF-VEGT
IGNRF-VPCL | (ASSET) INTENSIVE GREEN ROOF SYSTEM, VAPOR CONTROL LAYER |  | IGNRF | 0 | ACTIVE | 15G-IGNRF-VPCL
IGNRF-WPRFL | (ASSET) INTENSIVE GREEN ROOF SYSTEM, WATERPROOFING LAYER |  | IGNRF | 0 | ACTIVE | 15G-IGNRF-WPRFL
PAVR | PAVERS |  |  | 0 | ACTIVE | 15G-PAVR
PAVR-PDST | (ASSET) PAVERS, PEDESTALS |  | PAVR | 0 | ACTIVE | 15G-PAVR-PDST
PAVR-PTLE | (ASSET) PAVERS, TILES |  | PAVR | 0 | ACTIVE | 15G-PAVR-PTLE
RFNG | ROOFING |  |  | 0 | ACTIVE | 15G-RFNG
RFNG-RFMB | (ASSET) ROOFING, ROOF MEMBRANE |  | RFNG | 0 | ACTIVE | 15G-RFNG-RFMB
RFNG-RINS | (ASSET) ROOFING, ROOF INSULATION |  | RFNG | 0 | ACTIVE | 15G-RFNG-RINS
RHCH | ROOF HATCH |  |  | 0 | ACTIVE | 15G-RHCH
RHCH.BCURB | (COMP) ROOF HATCH, CURBING |  | RHCH | 0 | ACTIVE | 15G-RHCH.BCURB
RHCH.HADR | (COMP) ROOF HATCH, HATCH DOOR |  | RHCH | 0 | ACTIVE | 15G-RHCH.HADR
RHCH-BCURB | (ASSET) ROOF HATCH, CURBING |  | RHCH | 0 | ACTIVE | 15G-RHCH-BCURB
RHCH-HADR | (ASSET) ROOF HATCH, HATCH DOOR |  | RHCH | 0 | ACTIVE | 15G-RHCH-HADR
AWNG | AWNINGS |  |  | 0 | ACTIVE | 15H-AWNG
AWNG-FRMG | (ASSET) AWNINGS, FRAMING |  | AWNG | 0 | ACTIVE | 15H-AWNG-FRMG
AWNG-PANL | (ASSET) AWNINGS, PANEL |  | AWNG | 0 | ACTIVE | 15H-AWNG-PANL
AWNG-STRSUP | (ASSET) AWNINGS, STRUCTURAL SUPPORTS |  | AWNG | 0 | ACTIVE | 15H-AWNG-STRSUP
CNPY | CANOPIES |  |  | 0 | ACTIVE | 15H-CNPY
CNPY.FRMG | (COMP) CANOPIES, FRAMING |  | CNPY | 0 | ACTIVE | 15H-CNPY.FRMG
CNPY.PANL | (COMP) CANOPIES, PANEL |  | CNPY | 0 | ACTIVE | 15H-CNPY.PANL
CNPY.STRSUP | (COMP) CANOPIES, STRUCTURAL SUPPORTS |  | CNPY | 0 | ACTIVE | 15H-CNPY.STRSUP
CNPY-FRMG | (ASSET) CANOPIES, FRAMING |  | CNPY | 0 | ACTIVE | 15H-CNPY-FRMG
CNPY-PANL | (ASSET) CANOPIES, PANEL |  | CNPY | 0 | ACTIVE | 15H-CNPY-PANL
CNPY-STRSUP | (ASSET) CANOPIES, STRUCTURAL SUPPORTS |  | CNPY | 0 | ACTIVE | 15H-CNPY-STRSUP
CSPN | CEILING SUSPENSIONS |  |  | 0 | ACTIVE | 15I-CSPN
ESPN | SIGNAGE SUSPENSIONS |  |  | 0 | ACTIVE | 15I-ESPN
SSPN | EQUIPMENT SUSPENSIONS |  |  | 0 | ACTIVE | 15I-SSPN
GALV | GALVANIC |  |  | 0 | ACTIVE | 15J-GALV
GALV.SCAD | (COMP) GALVANIC, SACRIFICIAL ANODE |  | GALV | 0 | ACTIVE | 15J-GALV.SCAD
GALV-SCAD | (ASSET) GALVANIC, SACRIFICIAL ANODE |  | GALV | 0 | ACTIVE | 15J-GALV-SCAD
IMCR | IMPRESSED CURRENT |  |  | 0 | ACTIVE | 15J-IMCR
IMCR-ANDS | (ASSET) IMPRESSED CURRENT, ANODES |  | IMCR | 0 | ACTIVE | 15J-IMCR-ANDS
IMCR-RPSP | (ASSET) IMPRESSED CURRENT, RECTIFIER / POWER SUPPLIES |  | IMCR | 0 | ACTIVE | 15J-IMCR-RPSP
IMCR-TCPL | (ASSET) IMPRESSED CURRENT, TEST CONTROL PANELS |  | IMCR | 0 | ACTIVE | 15J-IMCR-TCPL
CNJT | CONTROL JOINTS |  |  | 0 | ACTIVE | 15K-CNJT
EXJT | EXPANSION / ISOLATION JOINTS |  |  | 0 | ACTIVE | 15K-EXJT
STGS | STORAGE SHED |  |  | 0 | ACTIVE | 15L-STGS
BTHS | BOOTH |  |  | 0 | ACTIVE | 16A-BTHS
CBSY | CURB SYSTEM |  |  | 0 | ACTIVE | 16A-CBSY
CLMS | COLUMN |  |  | 0 | ACTIVE | 16A-CLMS
CSWK | CROSSWALK |  |  | 0 | ACTIVE | 16A-CSWK
DLTR | DELINEATOR GUIDE POST |  |  | 0 | ACTIVE | 16A-DLTR
DMSCAB | ITS CABINET |  |  | 0 | ACTIVE | 16A-DMSCAB
DMSCAB-DMSSG | (ASSET) ITS CABINET, DYNAMIC MESSAGE SIGN (DMS) - SIGN |  | DMSCAB | 0 | ACTIVE | 16A-DMSCAB-DMSSG
DMSSG | DYNAMIC MESSAGE SIGN (DMS) - SIGN |  |  | 0 | ACTIVE | 16A-DMSSG
GRAIL | GUARD RAIL |  |  | 0 | ACTIVE | 16A-GRAIL
ITAR | IMPACT ATTENUATOR |  |  | 0 | ACTIVE | 16A-ITAR
KISK | KIOSK |  |  | 0 | ACTIVE | 16A-KISK
LINR | LINEAR MARKING |  |  | 0 | ACTIVE | 16A-LINR
LUCSG | LANE USE CONTROL SIGNAL |  |  | 0 | ACTIVE | 16A-LUCSG
PVMT | PAVEMENT |  |  | 0 | ACTIVE | 16A-PVMT
PVMT-CURB | (ASSET) PAVEMENT, CURB |  | PVMT | 0 | ACTIVE | 16A-PVMT-CURB
RFLMK | REFLECTORIZED LINEAR MARKER |  |  | 0 | ACTIVE | 16A-RFLMK
RFPMK | REFLECTORIZED POINT MARKER |  |  | 0 | ACTIVE | 16A-RFPMK
SDWK | SIDEWALK |  |  | 0 | ACTIVE | 16A-SDWK
SGPN | SIGN PANEL |  |  | 0 | ACTIVE | 16A-SGPN
SHLTR | SHELTER |  |  | 0 | ACTIVE | 16A-SHLTR
SMBL | SYMBOL MARKING |  |  | 0 | ACTIVE | 16A-SMBL
SPRT | SUPPORT |  |  | 0 | ACTIVE | 16A-SPRT
SPRT-SGPN | (ASSET) SUPPORT, SIGN PANEL |  | SPRT | 0 | ACTIVE | 16A-SPRT-SGPN
THSTS | TROLLEY HOIST |  |  | 0 | ACTIVE | 16A-THSTS
TREDL | TREADLE |  |  | 0 | ACTIVE | 16A-TREDL
VEHD | VEHICLE DETECTOR |  |  | 0 | ACTIVE | 16A-VEHD
VSLSG | VARIABLE SPEED LIMIT SIGN |  |  | 0 | ACTIVE | 16A-VSLSG
BTHS | BOOTH |  |  | 0 | ACTIVE | 16B-BTHS
CBSY | CURB SYSTEM |  |  | 0 | ACTIVE | 16B-CBSY
CSWK | CROSSWALK |  |  | 0 | ACTIVE | 16B-CSWK
DLTR | DELINEATOR GUIDE POST |  |  | 0 | ACTIVE | 16B-DLTR
DMSCAB | ITS CABINET |  |  | 0 | ACTIVE | 16B-DMSCAB
DMSCAB-DMSSG | (ASSET) ITS CABINET, DYNAMIC MESSAGE SIGN (DMS) - SIGN |  | DMSCAB | 0 | ACTIVE | 16B-DMSCAB-DMSSG
DMSSG | DYNAMIC MESSAGE SIGN (DMS) - SIGN |  |  | 0 | ACTIVE | 16B-DMSSG
GRAIL | GUARD RAIL |  |  | 0 | ACTIVE | 16B-GRAIL
ITAR | IMPACT ATTENUATOR |  |  | 0 | ACTIVE | 16B-ITAR
KISK | KIOSK |  |  | 0 | ACTIVE | 16B-KISK
LINR | LINEAR MARKING |  |  | 0 | ACTIVE | 16B-LINR
LUCSG | LANE USE CONTROL SIGNAL |  |  | 0 | ACTIVE | 16B-LUCSG
PVMT | PAVEMENT |  |  | 0 | ACTIVE | 16B-PVMT
PVMT-CURB | (ASSET) PAVEMENT, CURB |  | PVMT | 0 | ACTIVE | 16B-PVMT-CURB
RFLMK | REFLECTORIZED LINEAR MARKER |  |  | 0 | ACTIVE | 16B-RFLMK
RFPMK | REFLECTORIZED POINT MARKER |  |  | 0 | ACTIVE | 16B-RFPMK
SDWK | SIDEWALK |  |  | 0 | ACTIVE | 16B-SDWK
SGPN | SIGN PANEL |  |  | 0 | ACTIVE | 16B-SGPN
SHLTR | SHELTER |  |  | 0 | ACTIVE | 16B-SHLTR
SMBL | SYMBOL MARKING |  |  | 0 | ACTIVE | 16B-SMBL
SPRT | SUPPORT |  |  | 0 | ACTIVE | 16B-SPRT
SPRT-SGPN | (ASSET) SUPPORT, SIGN PANEL |  | SPRT | 0 | ACTIVE | 16B-SPRT-SGPN
VEHD | VEHICLE DETECTOR |  |  | 0 | ACTIVE | 16B-VEHD
VSLSG | VARIABLE SPEED LIMIT SIGN |  |  | 0 | ACTIVE | 16B-VSLSG
AETG | AET GANTRY |  |  | 0 | ACTIVE | 16C-AETG
GATE | GATE |  |  | 0 | ACTIVE | 16C-GATE
TBTH | TOLL BOOTH |  |  | 0 | ACTIVE | 16C-TBTH
BMSS | BMS SERVER |  |  | 0 | ACTIVE | 17A-BMSS
BMSS.CHSS | (COMP) BMS SERVER, CHASSIS |  | BMSS | 0 | ACTIVE | 17A-BMSS.CHSS
BMSS.CNCD | (COMP) BMS SERVER, CONTROLLER CARD |  | BMSS | 0 | ACTIVE | 17A-BMSS.CNCD
BMSS.SFTW | (COMP) BMS SERVER, SOFTWARE |  | BMSS | 0 | ACTIVE | 17A-BMSS.SFTW
BMSS.SNSR | (COMP) BMS SERVER, SENSOR |  | BMSS | 0 | ACTIVE | 17A-BMSS.SNSR
BMSS-CHSS | (ASSET) BMS SERVER, CHASSIS |  | BMSS | 0 | ACTIVE | 17A-BMSS-CHSS
BMSS-CNCD | (ASSET) BMS SERVER, CONTROLLER CARD |  | BMSS | 0 | ACTIVE | 17A-BMSS-CNCD
BMSS-SFTW | (ASSET) BMS SERVER, SOFTWARE |  | BMSS | 0 | ACTIVE | 17A-BMSS-SFTW
BMSS-SNSR | (ASSET) BMS SERVER, SENSOR |  | BMSS | 0 | ACTIVE | 17A-BMSS-SNSR
LCPC | LOCAL CONTROLLER/PLC |  |  | 0 | ACTIVE | 17A-LCPC
LCPC.CHSS | (COMP) LOCAL CONTROLLER/PLC, CHASSIS |  | LCPC | 0 | ACTIVE | 17A-LCPC.CHSS
LCPC.CNCD | (COMP) LOCAL CONTROLLER/PLC, CONTROLLER CARD |  | LCPC | 0 | ACTIVE | 17A-LCPC.CNCD
LCPC.CNTR | (COMP) LOCAL CONTROLLER/PLC, CONTROLLER |  | LCPC | 0 | ACTIVE | 17A-LCPC.CNTR
LCPC.SFTW | (COMP) LOCAL CONTROLLER/PLC, SOFTWARE |  | LCPC | 0 | ACTIVE | 17A-LCPC.SFTW
LCPC-CHSS | (ASSET) LOCAL CONTROLLER/PLC, CHASSIS |  | LCPC | 0 | ACTIVE | 17A-LCPC-CHSS
LCPC-CNCD | (ASSET) LOCAL CONTROLLER/PLC, CONTROLLER CARD |  | LCPC | 0 | ACTIVE | 17A-LCPC-CNCD
LCPC-CNTR | (ASSET) LOCAL CONTROLLER/PLC, CONTROLLER |  | LCPC | 0 | ACTIVE | 17A-LCPC-CNTR
LCPC-SFTW | (ASSET) LOCAL CONTROLLER/PLC, SOFTWARE |  | LCPC | 0 | ACTIVE | 17A-LCPC-SFTW
LNTRK | LOCAL NETWORK |  |  | 0 | ACTIVE | 17A-LNTRK
WRKS | WORKSTATION |  |  | 0 | ACTIVE | 17A-WRKS
WRKS-PRNT | (ASSET) WORKSTATION, PRINTER |  | WRKS | 0 | ACTIVE | 17A-WRKS-PRNT
WRKS-SFTW | (ASSET) WORKSTATION, SOFTWARE |  | WRKS | 0 | ACTIVE | 17A-WRKS-SFTW
WTSN | WEATHER STATION |  |  | 0 | ACTIVE | 17A-WTSN
RIOC | RCU/RIO CABINETS |  |  | 0 | ACTIVE | 17B-RIOC
RIOC-MODU | (ASSET) RCU/RIO CABINETS, MODULE |  | RIOC | 0 | ACTIVE | 17B-RIOC-MODU
RIOC-PRCS | (ASSET) RCU/RIO CABINETS, PROCESSOR |  | RIOC | 0 | ACTIVE | 17B-RIOC-PRCS
RIOC-RACK | (ASSET) RCU/RIO CABINETS, RACK |  | RIOC | 0 | ACTIVE | 17B-RIOC-RACK
RIOC-SFTW | (ASSET) RCU/RIO CABINETS, SOFTWARE |  | RIOC | 0 | ACTIVE | 17B-RIOC-SFTW
SSCADA | SCADA SERVER |  |  | 0 | ACTIVE | 17B-SSCADA
SSCADA.CHSS | (COMP) SCADA SERVER, CHASSIS |  | SSCADA | 0 | ACTIVE | 17B-SSCADA.CHSS
SSCADA.CNCD | (COMP) SCADA SERVER, CONTROLLER CARD |  | SSCADA | 0 | ACTIVE | 17B-SSCADA.CNCD
SSCADA.SFTW | (COMP) SCADA SERVER, SOFTWARE |  | SSCADA | 0 | ACTIVE | 17B-SSCADA.SFTW
SSCADA.SNSR | (COMP) SCADA SERVER, SENSOR |  | SSCADA | 0 | ACTIVE | 17B-SSCADA.SNSR
SSCADA-CHSS | (ASSET) SCADA SERVER, CHASSIS |  | SSCADA | 0 | ACTIVE | 17B-SSCADA-CHSS
SSCADA-CNCD | (ASSET) SCADA SERVER, CONTROLLER CARD |  | SSCADA | 0 | ACTIVE | 17B-SSCADA-CNCD
SSCADA-SFTW | (ASSET) SCADA SERVER, SOFTWARE |  | SSCADA | 0 | ACTIVE | 17B-SSCADA-SFTW
SSCADA-SNSR | (ASSET) SCADA SERVER, SENSOR |  | SSCADA | 0 | ACTIVE | 17B-SSCADA-SNSR
UPS | UPS |  |  | 0 | ACTIVE | 17B-UPS
UPS-BTRY | (ASSET) UPS, BATTERY |  | UPS | 0 | ACTIVE | 17B-UPS-BTRY
UPS-CHRG | (ASSET) UPS, CHARGER |  | UPS | 0 | ACTIVE | 17B-UPS-CHRG
WRKS | WORKSTATION |  |  | 0 | ACTIVE | 17B-WRKS
WRKS-PRNT | (ASSET) WORKSTATION, PRINTER |  | WRKS | 0 | ACTIVE | 17B-WRKS-PRNT
WRKS-SFTW | (ASSET) WORKSTATION, SOFTWARE |  | WRKS | 0 | ACTIVE | 17B-WRKS-SFTW
LCPC | LOCAL CONTROLLER/PLC |  |  | 0 | ACTIVE | 17C-LCPC
LCPC-CHSS | (ASSET) LOCAL CONTROLLER/PLC, CHASSIS |  | LCPC | 0 | ACTIVE | 17C-LCPC-CHSS
LCPC-CNCD | (ASSET) LOCAL CONTROLLER/PLC, CONTROLLER CARD |  | LCPC | 0 | ACTIVE | 17C-LCPC-CNCD
LCPC-CNTR | (ASSET) LOCAL CONTROLLER/PLC, CONTROLLER |  | LCPC | 0 | ACTIVE | 17C-LCPC-CNTR
LCPC-SFTW | (ASSET) LOCAL CONTROLLER/PLC, SOFTWARE |  | LCPC | 0 | ACTIVE | 17C-LCPC-SFTW
LFNS | LIFTNET SERVER |  |  | 0 | ACTIVE | 17C-LFNS
LFNS-CHSS | (ASSET) LIFTNET SERVER, CHASSIS |  | LFNS | 0 | ACTIVE | 17C-LFNS-CHSS
LFNS-CNCD | (ASSET) LIFTNET SERVER, CONTROLLER CARD |  | LFNS | 0 | ACTIVE | 17C-LFNS-CNCD
LFNS-SFTW | (ASSET) LIFTNET SERVER, SOFTWARE |  | LFNS | 0 | ACTIVE | 17C-LFNS-SFTW
LFNS-SNSR | (ASSET) LIFTNET SERVER, SENSOR |  | LFNS | 0 | ACTIVE | 17C-LFNS-SNSR
WRKS | WORKSTATION |  |  | 0 | ACTIVE | 17C-WRKS
WRKS-PRNT | (ASSET) WORKSTATION, PRINTER |  | WRKS | 0 | ACTIVE | 17C-WRKS-PRNT
WRKS-SFTW | (ASSET) WORKSTATION, SOFTWARE |  | WRKS | 0 | ACTIVE | 17C-WRKS-SFTW
AIEX | AUDIO INPUT EXPANDER |  |  | 0 | ACTIVE | 17D-AIEX
AMNS | AMBIENT NOISE SYSTEM |  |  | 0 | ACTIVE | 17D-AMNS
AMPR | AMPLIFIER |  |  | 0 | ACTIVE | 17D-AMPR
CLPL | CONTROL PANEL |  |  | 0 | ACTIVE | 17D-CLPL
CMLM | COMPRESSOR/LIMITER |  |  | 0 | ACTIVE | 17D-CMLM
EQZR | EQUALIZER |  |  | 0 | ACTIVE | 17D-EQZR
MCPH | MICROPHONE |  |  | 0 | ACTIVE | 17D-MCPH
MONS | MONITOR SYSTEM |  |  | 0 | ACTIVE | 17D-MONS
MPAS | MODIFIED PA SIREN |  |  | 0 | ACTIVE | 17D-MPAS
MPAS-SPKR | (ASSET) MODIFIED PA SIREN, SPEAKER |  | MPAS | 0 | ACTIVE | 17D-MPAS-SPKR
NISS | NOISE SENSOR |  |  | 0 | ACTIVE | 17D-NISS
PASR | PA SERVER RACK |  |  | 0 | ACTIVE | 17D-PASR
PASR.RACK | (COMP) PA SERVER RACK, RACK |  | PASR | 0 | ACTIVE | 17D-PASR.RACK
PASR.SFTW | (COMP) PA SERVER RACK, SOFTWARE |  | PASR | 0 | ACTIVE | 17D-PASR.SFTW
PASR-RACK | (ASSET) PA SERVER RACK, RACK |  | PASR | 0 | ACTIVE | 17D-PASR-RACK
PASR-SFTW | (ASSET) PA SERVER RACK, SOFTWARE |  | PASR | 0 | ACTIVE | 17D-PASR-SFTW
RAP | RECORDER/AUDIO PLAYER |  |  | 0 | ACTIVE | 17D-RAP
RLMT | RELAY MATRIX |  |  | 0 | ACTIVE | 17D-RLMT
RLYPL | RELAY PANEL |  |  | 0 | ACTIVE | 17D-RLYPL
SPKR | SPEAKER |  |  | 0 | ACTIVE | 17D-SPKR
SRVR | SERVER |  |  | 0 | ACTIVE | 17D-SRVR
VCM | VOICE CONTROL MODULE |  |  | 0 | ACTIVE | 17D-VCM
WRKS | WORKSTATION |  |  | 0 | ACTIVE | 17D-WRKS
WRKS-SFTW | (ASSET) WORKSTATION, SOFTWARE |  | WRKS | 0 | ACTIVE | 17D-WRKS-SFTW
DPLY | DISPLAY |  |  | 0 | ACTIVE | 17E-DPLY
FIDSR | FIDS SERVER RACK |  |  | 0 | ACTIVE | 17E-FIDSR
FIDSR.RACK | (COMP) FIDS SERVER RACK, RACK |  | FIDSR | 0 | ACTIVE | 17E-FIDSR.RACK
FIDSR.RAVP | (COMP) FIDS SERVER RACK, RECORDER/AV PLAYER |  | FIDSR | 0 | ACTIVE | 17E-FIDSR.RAVP
FIDSR.SFTW | (COMP) FIDS SERVER RACK, SOFTWARE |  | FIDSR | 0 | ACTIVE | 17E-FIDSR.SFTW
FIDSR.SRVR | (COMP) FIDS SERVER RACK, SERVER |  | FIDSR | 0 | ACTIVE | 17E-FIDSR.SRVR
FIDSR.STOR | (COMP) FIDS SERVER RACK, STORAGE |  | FIDSR | 0 | ACTIVE | 17E-FIDSR.STOR
FIDSR-RACK | (ASSET) FIDS SERVER RACK, RACK |  | FIDSR | 0 | ACTIVE | 17E-FIDSR-RACK
FIDSR-RAVP | (ASSET) FIDS SERVER RACK, RECORDER/AV PLAYER |  | FIDSR | 0 | ACTIVE | 17E-FIDSR-RAVP
FIDSR-SFTW | (ASSET) FIDS SERVER RACK, SOFTWARE |  | FIDSR | 0 | ACTIVE | 17E-FIDSR-SFTW
FIDSR-SRVR | (ASSET) FIDS SERVER RACK, SERVER |  | FIDSR | 0 | ACTIVE | 17E-FIDSR-SRVR
FIDSR-STOR | (ASSET) FIDS SERVER RACK, STORAGE |  | FIDSR | 0 | ACTIVE | 17E-FIDSR-STOR
MCPH | MICROPHONE |  |  | 0 | ACTIVE | 17E-MCPH
NETS | NETWORK SWITCH |  |  | 0 | ACTIVE | 17E-NETS
NETS.SFTW | (COMP) NETWORK SWITCH, SOFTWARE |  | NETS | 0 | ACTIVE | 17E-NETS.SFTW
NETS-SFTW | (ASSET) NETWORK SWITCH, SOFTWARE |  | NETS | 0 | ACTIVE | 17E-NETS-SFTW
WRKS | WORKSTATION |  |  | 0 | ACTIVE | 17E-WRKS
WRKS-SFTW | (ASSET) WORKSTATION, SOFTWARE |  | WRKS | 0 | ACTIVE | 17E-WRKS-SFTW
UPS | UPS |  |  | 0 | ACTIVE | 17F-UPS
UPS-BTRY | (ASSET) UPS, BATTERY |  | UPS | 0 | ACTIVE | 17F-UPS-BTRY
UPS-CHRG | (ASSET) UPS, CHARGER |  | UPS | 0 | ACTIVE | 17F-UPS-CHRG
VPSSR | VPS SERVER RACK |  |  | 0 | ACTIVE | 17F-VPSSR
VPSSR-AMPR | (ASSET) VPS SERVER RACK, AMPLIFIER |  | VPSSR | 0 | ACTIVE | 17F-VPSSR-AMPR
VPSSR-RACK | (ASSET) VPS SERVER RACK, RACK |  | VPSSR | 0 | ACTIVE | 17F-VPSSR-RACK
VPSSR-RAP | (ASSET) VPS SERVER RACK, RECORDER/AUDIO PLAYER |  | VPSSR | 0 | ACTIVE | 17F-VPSSR-RAP
VPSSR-SFTW | (ASSET) VPS SERVER RACK, SOFTWARE |  | VPSSR | 0 | ACTIVE | 17F-VPSSR-SFTW
VPSSR-SRVR | (ASSET) VPS SERVER RACK, SERVER |  | VPSSR | 0 | ACTIVE | 17F-VPSSR-SRVR
WRKS | WORKSTATION |  |  | 0 | ACTIVE | 17F-WRKS
WRKS-SFTW | (ASSET) WORKSTATION, SOFTWARE |  | WRKS | 0 | ACTIVE | 17F-WRKS-SFTW
CHUT | CHUTE |  |  | 0 | ACTIVE | 18A-CHUT
CHUT.CFDR | (COMP) CHUTE, CHUTE FIRE DOOR |  | CHUT | 0 | ACTIVE | 18A-CHUT.CFDR
CHUT.EXSF | (COMP) CHUTE, CHUTE EXHAUST FAN |  | CHUT | 0 | ACTIVE | 18A-CHUT.EXSF
CMPC | COMPACTOR |  |  | 0 | ACTIVE | 18A-CMPC
CMPC.BRBR | (COMP) COMPACTOR, BREAKER BAR |  | CMPC | 0 | ACTIVE | 18A-CMPC.BRBR
CMPC.CLDR | (COMP) COMPACTOR, CYLINDER |  | CMPC | 0 | ACTIVE | 18A-CMPC.CLDR
CMPC.PRXS | (COMP) COMPACTOR, PROXIMITY SWITCH |  | CMPC | 0 | ACTIVE | 18A-CMPC.PRXS
CMPC.PUNT | (COMP) COMPACTOR, POWER UNIT |  | CMPC | 0 | ACTIVE | 18A-CMPC.PUNT
CMPC.RAM | (COMP) COMPACTOR, RAM |  | CMPC | 0 | ACTIVE | 18A-CMPC.RAM
DMPT | DUMPSTER |  |  | 0 | ACTIVE | 18A-DMPT
DSCS | DISCONNECT SWITCH |  |  | 0 | ACTIVE | 18A-DSCS
PIT | PIT |  |  | 0 | ACTIVE | 18A-PIT
WSTC | WASTE CONTAINER |  |  | 0 | ACTIVE | 18A-WSTC
CATH | CATHODIC PROTECTION |  |  | 0 | ACTIVE | 19A-CATH
CATH.ANOD | (COMP) CATHODIC PROTECTION, ANODE |  | CATH | 0 | ACTIVE | 19A-CATH.ANOD
CATH.RCTR | (COMP) CATHODIC PROTECTION, RECTIFIER |  | CATH | 0 | ACTIVE | 19A-CATH.RCTR
CATH.RMST | (COMP) CATHODIC PROTECTION, REMOTE MONITORING STATION |  | CATH | 0 | ACTIVE | 19A-CATH.RMST
CATH.RMUT | (COMP) CATHODIC PROTECTION, REMOTE MONITORING UNIT |  | CATH | 0 | ACTIVE | 19A-CATH.RMUT
CNTV | CONTROL VALVE |  |  | 0 | ACTIVE | 19A-CNTV
ESOS | EMERGENCY SHUTOFF SWITCH |  |  | 0 | ACTIVE | 19A-ESOS
FLTR | FILTER |  |  | 0 | ACTIVE | 19A-FLTR
FLTR.DPSG | (COMP) FILTER, DIFFERENTIAL PRESSURE GAUGE |  | FLTR | 0 | ACTIVE | 19A-FLTR.DPSG
FLTR.PSCV | (COMP) FILTER, PRESSURE CONTROL VALVES |  | FLTR | 0 | ACTIVE | 19A-FLTR.PSCV
FLTR.WTDV | (COMP) FILTER, WATER DEFENSE VALVE |  | FLTR | 0 | ACTIVE | 19A-FLTR.WTDV
FLTR:JAFL | (COMP) FILTER, JET A FILTERS |  | FLTR | 0 | ACTIVE | 19A-FLTR:JAFL
FSVL | FIRE SAFE VALVE |  |  | 0 | ACTIVE | 19A-FSVL
GSMT | GAS METER |  |  | 0 | ACTIVE | 19A-GSMT
ISOV | ISOLATION VALVE |  |  | 0 | ACTIVE | 19A-ISOV
LDET | LEAK DETECTION |  |  | 0 | ACTIVE | 19A-LDET
PIPE | PIPE |  |  | 0 | ACTIVE | 19A-PIPE
PUMP | PUMP |  |  | 0 | ACTIVE | 19A-PUMP
PUMP.CNTV | (COMP) PUMP, CONTROL VALVE |  | PUMP | 0 | ACTIVE | 19A-PUMP.CNTV
PUMP.MOTR | (COMP) PUMP, MOTOR |  | PUMP | 0 | ACTIVE | 19A-PUMP.MOTR
RGLT | REGULATOR |  |  | 0 | ACTIVE | 19A-RGLT
STTK | STORAGE TANK |  |  | 0 | ACTIVE | 19A-STTK
STTK.CNTV | (COMP) STORAGE TANK, CONTROL VALVE |  | STTK | 0 | ACTIVE | 19A-STTK.CNTV
STTK.FSVL | (COMP) STORAGE TANK, FIRE SAFE VALVE |  | STTK | 0 | ACTIVE | 19A-STTK.FSVL
CATH | CATHODIC PROTECTION |  |  | 0 | ACTIVE | 19B-CATH
CATH.ANOD | (COMP) CATHODIC PROTECTION, ANODE |  | CATH | 0 | ACTIVE | 19B-CATH.ANOD
CATH.RCTR | (COMP) CATHODIC PROTECTION, RECTIFIER |  | CATH | 0 | ACTIVE | 19B-CATH.RCTR
CATH.RMST | (COMP) CATHODIC PROTECTION, REMOTE MONITORING STATION |  | CATH | 0 | ACTIVE | 19B-CATH.RMST
CATH.RMUT | (COMP) CATHODIC PROTECTION, REMOTE MONITORING UNIT |  | CATH | 0 | ACTIVE | 19B-CATH.RMUT
DTNK | DISPENSING TANK |  |  | 0 | ACTIVE | 19B-DTNK
DTNK.CNTV | (COMP) DISPENSING TANK, CONTROL VALVE |  | DTNK | 0 | ACTIVE | 19B-DTNK.CNTV
DTNK.FPRT | (COMP) DISPENSING TANK, FILL PORT |  | DTNK | 0 | ACTIVE | 19B-DTNK.FPRT
DTNK.FSVL | (COMP) DISPENSING TANK, FIRE SAFE VALVE |  | DTNK | 0 | ACTIVE | 19B-DTNK.FSVL
DTNK.IPRT | (COMP) DISPENSING TANK, INSPECTION PORT |  | DTNK | 0 | ACTIVE | 19B-DTNK.IPRT
DTNK.LALM | (COMP) DISPENSING TANK, LEVEL ALARM |  | DTNK | 0 | ACTIVE | 19B-DTNK.LALM
DTNK.LDET | (COMP) DISPENSING TANK, LEAK DETECTION |  | DTNK | 0 | ACTIVE | 19B-DTNK.LDET
DTNK.VENT | (COMP) DISPENSING TANK, VENTS |  | DTNK | 0 | ACTIVE | 19B-DTNK.VENT
ESOS | EMERGENCY SHUTOFF SWITCH |  |  | 0 | ACTIVE | 19B-ESOS
FDIS | FUEL DISPENSER |  |  | 0 | ACTIVE | 19B-FDIS
FDIS.FLWM | (COMP) FUEL DISPENSER, FLOW METER |  | FDIS | 0 | ACTIVE | 19B-FDIS.FLWM
FDIS.PPNL | (COMP) FUEL DISPENSER, PAYMENT PANEL |  | FDIS | 0 | ACTIVE | 19B-FDIS.PPNL
FDIS.PUMP | (COMP) FUEL DISPENSER, PUMP |  | FDIS | 0 | ACTIVE | 19B-FDIS.PUMP
FDIS.RGLT | (COMP) FUEL DISPENSER, REGULATOR |  | FDIS | 0 | ACTIVE | 19B-FDIS.RGLT
FDIS.SSTK | (COMP) FUEL DISPENSER, SURGE SUPPRESSION TANK |  | FDIS | 0 | ACTIVE | 19B-FDIS.SSTK
FDIS:FLTR | (COMP) FUEL DISPENSER, FILTER |  | FDIS | 0 | ACTIVE | 19B-FDIS:FLTR
FDIS:HOSE | (COMP) FUEL DISPENSER, HOSE |  | FDIS | 0 | ACTIVE | 19B-FDIS:HOSE
FDIS:LABL | (COMP) FUEL DISPENSER, LABELS |  | FDIS | 0 | ACTIVE | 19B-FDIS:LABL
FDIS:NOZL | (COMP) FUEL DISPENSER, NOZZLE |  | FDIS | 0 | ACTIVE | 19B-FDIS:NOZL
ISOV | ISOLATION VALVE |  |  | 0 | ACTIVE | 19B-ISOV
LDET | LEAK DETECTION |  |  | 0 | ACTIVE | 19B-LDET
MSYS | MONITORING SYSTEM |  |  | 0 | ACTIVE | 19B-MSYS
PIPE | PIPE |  |  | 0 | ACTIVE | 19B-PIPE
TLRK | TANKER LOADING RACK |  |  | 0 | ACTIVE | 19B-TLRK
TLRK.CNTV | (COMP) TANKER LOADING RACK, CONTROL VALVE |  | TLRK | 0 | ACTIVE | 19B-TLRK.CNTV
TLRK.DMCT | (COMP) TANKER LOADING RACK, DEAD MAN CONTROL |  | TLRK | 0 | ACTIVE | 19B-TLRK.DMCT
TLRK.FSVL | (COMP) TANKER LOADING RACK, FIRE SAFE VALVE |  | TLRK | 0 | ACTIVE | 19B-TLRK.FSVL
TLRK.HOSE | (COMP) TANKER LOADING RACK, HOSE |  | TLRK | 0 | ACTIVE | 19B-TLRK.HOSE
TLRK.NOZL | (COMP) TANKER LOADING RACK, NOZZLE |  | TLRK | 0 | ACTIVE | 19B-TLRK.NOZL
TLRK.OFPT | (COMP) TANKER LOADING RACK, OVERFLOW PROTECTION |  | TLRK | 0 | ACTIVE | 19B-TLRK.OFPT
TLRK.SRGS | (COMP) TANKER LOADING RACK, SURGE SUPPRESSOR |  | TLRK | 0 | ACTIVE | 19B-TLRK.SRGS
PIPE | PIPE |  |  | 0 | ACTIVE | 20A-PIPE
PIPE-FXCN | (ASSET) PIPE, FLEXIBLE CONNECTION |  | PIPE | 0 | ACTIVE | 20A-PIPE-FXCN
PIPE-STRN | (ASSET) PIPE, STRAINER |  | PIPE | 0 | ACTIVE | 20A-PIPE-STRN
VLV | VALVE |  |  | 0 | ACTIVE | 20B-VLV
VLV-CNTV | (ASSET) VALVE, CONTROL VALVE |  | VLV | 0 | ACTIVE | 20B-VLV-CNTV
CTWR | COOLING TOWER |  |  | 0 | ACTIVE | 20C-CTWR
CTWR-FAN | (ASSET) COOLING TOWER, FAN |  | CTWR | 0 | ACTIVE | 20C-CTWR-FAN
CTWR-FILL | (ASSET) COOLING TOWER, FILL |  | CTWR | 0 | ACTIVE | 20C-CTWR-FILL
CTWR-MOTR | (ASSET) COOLING TOWER, MOTOR |  | CTWR | 0 | ACTIVE | 20C-CTWR-MOTR
DCOOLER | DRY COOLER |  |  | 0 | ACTIVE | 20C-DCOOLER
DCOOLER-COIL | (ASSET) DRY COOLER, COIL |  | DCOOLER | 0 | ACTIVE | 20C-DCOOLER-COIL
DCOOLER-FAN | (ASSET) DRY COOLER, FAN |  | DCOOLER | 0 | ACTIVE | 20C-DCOOLER-FAN
RWSTAT | RIVER WATER STATION |  |  | 0 | ACTIVE | 20C-RWSTAT
CMFD | CHEMICAL FEEDER |  |  | 0 | ACTIVE | 20D-CMFD
EXPT | EXPANSION TANK |  |  | 0 | ACTIVE | 20D-EXPT
SLGT | SLUICE GATE |  |  | 0 | ACTIVE | 20D-SLGT
TSCREEN | TRAVELING SCREEN |  |  | 0 | ACTIVE | 20D-TSCREEN
PUMP | PUMP |  |  | 0 | ACTIVE | 20E-PUMP
PUMP-CHVL | (ASSET) PUMP, CHECK VALVE |  | PUMP | 0 | ACTIVE | 20E-PUMP-CHVL
PUMP-MOTR | (ASSET) PUMP, MOTOR |  | PUMP | 0 | ACTIVE | 20E-PUMP-MOTR
PUMP-STRT | (ASSET) PUMP, VFD/ STARTER |  | PUMP | 0 | ACTIVE | 20E-PUMP-STRT
CNTR | CONTROLLER |  |  | 0 | ACTIVE | 20F-CNTR
ARCP | AIR COMPRESSOR |  |  | 0 | ACTIVE | 21A-ARCP
ARCP.ACLR | (COMP) AIR COMPRESSOR, AIR COOLER |  | ARCP | 0 | ACTIVE | 21A-ARCP.ACLR
ARCP.CNTR | (COMP) AIR COMPRESSOR, CONTROLLER |  | ARCP | 0 | ACTIVE | 21A-ARCP.CNTR
ARCP.DRYR | (COMP) AIR COMPRESSOR, AIR DRYER |  | ARCP | 0 | ACTIVE | 21A-ARCP.DRYR
ARCP.MOTR | (COMP) AIR COMPRESSOR, MOTOR |  | ARCP | 0 | ACTIVE | 21A-ARCP.MOTR
ARCP.PIPE | (COMP) AIR COMPRESSOR, PIPE |  | ARCP | 0 | ACTIVE | 21A-ARCP.PIPE
ARCP.RTNK | (COMP) AIR COMPRESSOR, RECEIVER TANK |  | ARCP | 0 | ACTIVE | 21A-ARCP.RTNK
ARCP:BELT | (COMP) AIR COMPRESSOR, BELT |  | ARCP | 0 | ACTIVE | 21A-ARCP:BELT
ARCP:DRAN | (COMP) AIR COMPRESSOR, DRAIN |  | ARCP | 0 | ACTIVE | 21A-ARCP:DRAN
ARCP:FLUN | (COMP) AIR COMPRESSOR, FILTER UNIT |  | ARCP | 0 | ACTIVE | 21A-ARCP:FLUN
ARCP:GAUG | (COMP) AIR COMPRESSOR, GAUGES |  | ARCP | 0 | ACTIVE | 21A-ARCP:GAUG
ARCP:ISOV | (COMP) AIR COMPRESSOR, ISOLATION VALVE |  | ARCP | 0 | ACTIVE | 21A-ARCP:ISOV
ARCP:PFLT | (COMP) AIR COMPRESSOR, PRE-FILTER |  | ARCP | 0 | ACTIVE | 21A-ARCP:PFLT
ARCP:PLLY | (COMP) AIR COMPRESSOR, PULLEY |  | ARCP | 0 | ACTIVE | 21A-ARCP:PLLY
ARCP:PRSW | (COMP) AIR COMPRESSOR, PRESSURE SWITCH |  | ARCP | 0 | ACTIVE | 21A-ARCP:PRSW
ARCP:SVLV | (COMP) AIR COMPRESSOR, SAFETY VALVE |  | ARCP | 0 | ACTIVE | 21A-ARCP:SVLV
PIPE | PIPE |  |  | 0 | ACTIVE | 21B-PIPE
PIPE.DRYR | (COMP) PIPE, AIR DRYER |  | PIPE | 0 | ACTIVE | 21B-PIPE.DRYR
PIPE.LUBR | (COMP) PIPE, LUBRICATOR |  | PIPE | 0 | ACTIVE | 21B-PIPE.LUBR
PIPE.RGLT | (COMP) PIPE, REGULATOR |  | PIPE | 0 | ACTIVE | 21B-PIPE.RGLT
PIPE:CNCT | (COMP) PIPE, CONNECTORS |  | PIPE | 0 | ACTIVE | 21B-PIPE:CNCT
PIPE:DRAN | (COMP) PIPE, DRAIN |  | PIPE | 0 | ACTIVE | 21B-PIPE:DRAN
PIPE:GAUG | (COMP) PIPE, GAUGES |  | PIPE | 0 | ACTIVE | 21B-PIPE:GAUG
PIPE:ISOV | (COMP) PIPE, ISOLATION VALVE |  | PIPE | 0 | ACTIVE | 21B-PIPE:ISOV
LFIXT | LIGHT FIXTURE |  |  | 0 | ACTIVE | 23A-LFIXT
LFIXT-LSWCH | (ASSET) LIGHT FIXTURE, LIGHT SWITCH |  | LFIXT | 0 | ACTIVE | 23A-LFIXT-LSWCH
LFIXT-SNSR | (ASSET) LIGHT FIXTURE, SENSOR |  | LFIXT | 0 | ACTIVE | 23A-LFIXT-SNSR
PCELL | PHOTOCELL |  |  | 0 | ACTIVE | 23A-PCELL
TCLCK | TIMECLOCK |  |  | 0 | ACTIVE | 23A-TCLCK
BTRY | BATTERY |  |  | 0 | ACTIVE | 23B-BTRY
LFIXT | LIGHT FIXTURE |  |  | 0 | ACTIVE | 23B-LFIXT
LFIXT-LSWCH | (ASSET) LIGHT FIXTURE, LIGHT SWITCH |  | LFIXT | 0 | ACTIVE | 23B-LFIXT-LSWCH
LFIXT | LIGHT FIXTURE |  |  | 0 | ACTIVE | 23C-LFIXT
LFIXT-LSWCH | (ASSET) LIGHT FIXTURE, LIGHT SWITCH |  | LFIXT | 0 | ACTIVE | 23C-LFIXT-LSWCH
LFIXT-SNSR | (ASSET) LIGHT FIXTURE, SENSOR |  | LFIXT | 0 | ACTIVE | 23C-LFIXT-SNSR
PCELL | PHOTOCELL |  |  | 0 | ACTIVE | 23C-PCELL
TCLCK | TIMECLOCK |  |  | 0 | ACTIVE | 23C-TCLCK
ALSF | APPROACH LIGHTINGS SYSTEM - FLASHING |  |  | 0 | ACTIVE | 23D-ALSF
BECN | BEACON |  |  | 0 | ACTIVE | 23D-BECN
DBL | DECISION BAR LIGHTS |  |  | 0 | ACTIVE | 23D-DBL
EEDGE | EDGE LIGHT (ELEVATED) |  |  | 0 | ACTIVE | 23D-EEDGE
EEND | END LIGHT (ELEVATED) |  |  | 0 | ACTIVE | 23D-EEND
EGBL | GUARD BAR LIGHT (ELEVATED) |  |  | 0 | ACTIVE | 23D-EGBL
EMASL | EMAS LIGHTS |  |  | 0 | ACTIVE | 23D-EMASL
ETHLD | ELEVATED THRESHOLD LIGHTS |  |  | 0 | ACTIVE | 23D-ETHLD
IEDGE | EDGE LIGHT (INSET) |  |  | 0 | ACTIVE | 23D-IEDGE
IGBL | GUARD BAR LIGHT (INSET) |  |  | 0 | ACTIVE | 23D-IGBL
ITHLD | INSET THRESHOLD LIGHTS |  |  | 0 | ACTIVE | 23D-ITHLD
LAHSO | LAHSO LIGHT |  |  | 0 | ACTIVE | 23D-LAHSO
LWIND | LIGHTED WIND CONES |  |  | 0 | ACTIVE | 23D-LWIND
MALS | MEDIUM INTENSITY APPROACH LIGHTING SYSTEM |  |  | 0 | ACTIVE | 23D-MALS
OBSTL | OBSTRUCTION LIGHT |  |  | 0 | ACTIVE | 23D-OBSTL
ODALS | OMNI-DIRECTIONAL APPROACH LIGHTING SYSTEM |  |  | 0 | ACTIVE | 23D-ODALS
OMNI | OMNI-DIRECTIONAL LIGHTS |  |  | 0 | ACTIVE | 23D-OMNI
PAPI | PRECISION APPROACH PATH INDICATOR LIGHTS |  |  | 0 | ACTIVE | 23D-PAPI
RCLL | CENTERLINE LIGHT (RUNWAY) |  |  | 0 | ACTIVE | 23D-RCLL
REIL | REIL LIGHT |  |  | 0 | ACTIVE | 23D-REIL
RWSL | RUNWAY STATUS LIGHT |  |  | 0 | ACTIVE | 23D-RWSL
SALS | SHORT APPROACH LIGHTING SYSTEM |  |  | 0 | ACTIVE | 23D-SALS
SFL | SEQUENTIAL FLASHING LIGHTS |  |  | 0 | ACTIVE | 23D-SFL
TBL | TERMINATING BAR LIGHTS |  |  | 0 | ACTIVE | 23D-TBL
TCBL | TAXIWAY CLEARANCE BAR LIGHT |  |  | 0 | ACTIVE | 23D-TCBL
TCLL | CENTERLINE LIGHT (TAXIWAY) |  |  | 0 | ACTIVE | 23D-TCLL
TDZL | TOUCHDOWN ZONE LIGHT |  |  | 0 | ACTIVE | 23D-TDZL
VASI | VISUAL APPRACH SLOPE INDICATOR LIGHTS |  |  | 0 | ACTIVE | 23D-VASI
LFIXT | LIGHT FIXTURE |  |  | 0 | ACTIVE | 23E-LFIXT
LFIXT-LSWCH | (ASSET) LIGHT FIXTURE, LIGHT SWITCH |  | LFIXT | 0 | ACTIVE | 23E-LFIXT-LSWCH
PCELL | PHOTOCELL |  |  | 0 | ACTIVE | 23E-PCELL
TCLCK | TIMECLOCK |  |  | 0 | ACTIVE | 23E-TCLCK
AGSL | AIRFIELD GUIDANCE SIGNS (LIGHTED) |  |  | 0 | ACTIVE | 43A-AGSL
AXNG | AIRCRAFT CROSSING SIGN |  |  | 0 | ACTIVE | 43A-AXNG
DIRL | DIRECTIONAL SIGNS |  |  | 0 | ACTIVE | 43A-DIRL
DIST | DISTANCE REMAINING |  |  | 0 | ACTIVE | 43A-DIST
EDGR | EDGE REFLECTORS |  |  | 0 | ACTIVE | 43A-EDGR
ELSB | ELECTRONIC SIGN BOARDS |  |  | 0 | ACTIVE | 43A-ELSB
FHSO | FUEL HYDRANT SHUTOFF SIGN |  |  | 0 | ACTIVE | 43A-FHSO
GVWY | GIVEWAY SIGN |  |  | 0 | ACTIVE | 43A-GVWY
HOLD | HOLD SIGNS |  |  | 0 | ACTIVE | 43A-HOLD
INFO | INFORMATIONAL SIGNS |  |  | 0 | ACTIVE | 43A-INFO
JBLT | JETBLAST SIGN |  |  | 0 | ACTIVE | 43A-JBLT
NENS | NO ENTRY SIGN |  |  | 0 | ACTIVE | 43A-NENS
SIDS | STAND IDENTIFICATION SIGN |  |  | 0 | ACTIVE | 43A-SIDS
SPDL | SPEED LIMIT SIGN |  |  | 0 | ACTIVE | 43A-SPDL
ABWP | AIRBRIDGE WHEEL POSITION MARKING |  |  | 0 | ACTIVE | 43B-ABWP
AIMP | AIMING POINTS |  |  | 0 | ACTIVE | 43B-AIMP
APSL | APRON PARKING SAFETY LINE |  |  | 0 | ACTIVE | 43B-APSL
ASTC | AIRCRAFT STAND TAXILANE (CENTER) |  |  | 0 | ACTIVE | 43B-ASTC
ASTM | AIRCRAFT STOPLINE MARKING |  |  | 0 | ACTIVE | 43B-ASTM
ASTP | AIRCRAFT STAND TAXILANE (PARKING) |  |  | 0 | ACTIVE | 43B-ASTP
BLPD | BLAST PAD |  |  | 0 | ACTIVE | 43B-BLPD
BNRP | BOUNDARY OF RESPONSIBILITY MARKING |  |  | 0 | ACTIVE | 43B-BNRP
CHVN | CHEVRON MARKINGS |  |  | 0 | ACTIVE | 43B-CHVN
CTLN | CENTER LINES |  |  | 0 | ACTIVE | 43B-CTLN
DESG | DESIGNATIONS |  |  | 0 | ACTIVE | 43B-DESG
DESP | DESIGNATED PARKING BOX |  |  | 0 | ACTIVE | 43B-DESP
DRNM | DRAINAGE |  |  | 0 | ACTIVE | 43B-DRNM
DSRT | DISPLACED RUNWAY THRESHOLD |  |  | 0 | ACTIVE | 43B-DSRT
EQPL | EQUIPMENT PARKING LINE |  |  | 0 | ACTIVE | 43B-EQPL
FLHY | FUEL HYDRANT MARKING |  |  | 0 | ACTIVE | 43B-FLHY
GSEP | GSE PARKING BOX |  |  | 0 | ACTIVE | 43B-GSEP
HLDA | HELICOPTER LANDING AREA MARKING |  |  | 0 | ACTIVE | 43B-HLDA
HLDP | HOLD POSITIONS |  |  | 0 | ACTIVE | 43B-HLDP
IHDP | INTERMEDIATE HOLD POSITIONS |  |  | 0 | ACTIVE | 43B-IHDP
ILSH | ILS HOLD POSITION |  |  | 0 | ACTIVE | 43B-ILSH
INFM | INFORMATION MARKING |  |  | 0 | ACTIVE | 43B-INFM
LGHT | LIGHTS |  |  | 0 | ACTIVE | 43B-LGHT
LOCM | LOCATION MARKING |  |  | 0 | ACTIVE | 43B-LOCM
MWSP | MAXIMUM WINGSPAN MARKING |  |  | 0 | ACTIVE | 43B-MWSP
NENM | NO ENTRY MARKING |  |  | 0 | ACTIVE | 43B-NENM
NOPA | NO PARKING AREA MARKINGS |  |  | 0 | ACTIVE | 43B-NOPA
OWYA | ONEWAY ARROW MARKING |  |  | 0 | ACTIVE | 43B-OWYA
PBLL | PUSHBACK LIMIT LINE |  |  | 0 | ACTIVE | 43B-PBLL
PBLN | PUSHBACK LINE |  |  | 0 | ACTIVE | 43B-PBLN
PEDX | PEDESTRIAN CROSSING MARKING |  |  | 0 | ACTIVE | 43B-PEDX
POHP | PRECISION OFZ HOLD POSITION |  |  | 0 | ACTIVE | 43B-POHP
PRKS | PARKING STAND MARKING |  |  | 0 | ACTIVE | 43B-PRKS
PWTB | POWER OUT TURNBAR |  |  | 0 | ACTIVE | 43B-PWTB
REDH | RED HATCHED |  |  | 0 | ACTIVE | 43B-REDH
RHDP | RUNWAY HOLD POSITIONS |  |  | 0 | ACTIVE | 43B-RHDP
RSBA | RESTRICTED STANDBY AREA MARKING |  |  | 0 | ACTIVE | 43B-RSBA
RWAD | RUNWAY APPROACH/DEPARTURE HOLD POSITION |  |  | 0 | ACTIVE | 43B-RWAD
RWSH | RUNWAY SHOULDER MARKINGS |  |  | 0 | ACTIVE | 43B-RWSH
RWSS | RUNWAY SIDE SLOPES |  |  | 0 | ACTIVE | 43B-RWSS
SNCN | SIDE SLOPE NON CONTINUOUS |  |  | 0 | ACTIVE | 43B-SNCN
SPDM | SPEED LIMIT MARKING |  |  | 0 | ACTIVE | 43B-SPDM
SRSI | SERVICE ROAD STAND IDENTIFICATION MARKING |  |  | 0 | ACTIVE | 43B-SRSI
SSCN | SIDE SLOPE CONTINUOUS |  |  | 0 | ACTIVE | 43B-SSCN
TCHD | TOUCHDOWN ZONES |  |  | 0 | ACTIVE | 43B-TCHD
THHD | THRESHOLD |  |  | 0 | ACTIVE | 43B-THHD
TVST | TRANSVERSE STRIPES |  |  | 0 | ACTIVE | 43B-TVST
TWLX | TAXIWAY/TAXILANE CROSSING MARKING |  |  | 0 | ACTIVE | 43B-TWLX
TWSL | TOWING STOPLINE MARKING |  |  | 0 | ACTIVE | 43B-TWSL
UGDS | UNDERGROUND SERVICE MARKING |  |  | 0 | ACTIVE | 43B-UGDS
VEHC | VEHICLE SERVICE CORRIDOR |  |  | 0 | ACTIVE | 43B-VEHC
VEHL | VEHICLE LIMIT LINE |  |  | 0 | ACTIVE | 43B-VEHL
BDGR | GROUNDING DEVICE |  |  | 0 | ACTIVE | 50A-BDGR
BRKR | CIRCUIT BREAKER |  |  | 0 | ACTIVE | 50A-BRKR
BSWY | BUSWAY |  |  | 0 | ACTIVE | 50A-BSWY
BTCR | BATTERY CHARGER |  |  | 0 | ACTIVE | 50A-BTCR
BTRY | BATTERY |  |  | 0 | ACTIVE | 50A-BTRY
CBCL | CIRCUIT BREAKER CUBICLE |  |  | 0 | ACTIVE | 50A-CBCL
DSCS | DISCONNECT SWITCH |  |  | 0 | ACTIVE | 50A-DSCS
DSCS.FUSE | (COMP) DISCONNECT SWITCH, FUSE |  | DSCS | 0 | ACTIVE | 50A-DSCS.FUSE
ELMT | ELECTRIC UTILITY METER |  |  | 0 | ACTIVE | 50A-ELMT
ELPL | ELECTRICAL PANEL |  |  | 0 | ACTIVE | 50A-ELPL
ELPL.BRCT | (COMP) ELECTRICAL PANEL, BRANCH CIRCUIT |  | ELPL | 0 | ACTIVE | 50A-ELPL.BRCT
ELPL.BRKR | (COMP) ELECTRICAL PANEL, CIRCUIT BREAKER |  | ELPL | 0 | ACTIVE | 50A-ELPL.BRKR
FDCL | FEEDER CABLE |  |  | 0 | ACTIVE | 50A-FDCL
INVT | INVERTER |  |  | 0 | ACTIVE | 50A-INVT
NWPR | NETWORK PROTECTOR |  |  | 0 | ACTIVE | 50A-NWPR
PVPL | PHOTOVOLTAIC (PV) PANEL |  |  | 0 | ACTIVE | 50A-PVPL
RELY | RELAY |  |  | 0 | ACTIVE | 50A-RELY
SGCT | SWITCHGEAR AC/DC CONTROL |  |  | 0 | ACTIVE | 50A-SGCT
SWGR | SWITCHGEAR/SWITCHBOARD |  |  | 0 | ACTIVE | 50A-SWGR
SWGR.FDCL | (COMP) SWITCHGEAR/SWITCHBOARD, FEEDER CABLE |  | SWGR | 0 | ACTIVE | 50A-SWGR.FDCL
SWGR.SGPT | (COMP) SWITCHGEAR/SWITCHBOARD, SURGE PROTECTOR |  | SWGR | 0 | ACTIVE | 50A-SWGR.SGPT
USBS | UNIT SUBSTATION |  |  | 0 | ACTIVE | 50A-USBS
XFMR | TRANSFORMER |  |  | 0 | ACTIVE | 50A-XFMR
XFRS | ELECTRICAL TRANSFER SWITCH |  |  | 0 | ACTIVE | 50A-XFRS
BDGR | GROUNDING DEVICE |  |  | 0 | ACTIVE | 50B-BDGR
BRKR | CIRCUIT BREAKER |  |  | 0 | ACTIVE | 50B-BRKR
BSWY | BUSWAY |  |  | 0 | ACTIVE | 50B-BSWY
BTRY | BATTERY |  |  | 0 | ACTIVE | 50B-BTRY
CBCL | CIRCUIT BREAKER CUBICLE |  |  | 0 | ACTIVE | 50B-CBCL
CCRB | REGULATOR BANK |  |  | 0 | ACTIVE | 50B-CCRB
CCRL | CONSTANT CURRENT REGULATOR |  |  | 0 | ACTIVE | 50B-CCRL
CPBK | CAPACITOR BANK ASSEMBLY |  |  | 0 | ACTIVE | 50B-CPBK
DSCS | DISCONNECT SWITCH |  |  | 0 | ACTIVE | 50B-DSCS
DSCS.FUSE | (COMP) DISCONNECT SWITCH, FUSE |  | DSCS | 0 | ACTIVE | 50B-DSCS.FUSE
ELPL | ELECTRICAL PANEL |  |  | 0 | ACTIVE | 50B-ELPL
ELPL.BRCT | (COMP) ELECTRICAL PANEL, BRANCH CIRCUIT |  | ELPL | 0 | ACTIVE | 50B-ELPL.BRCT
ELPL.BRKR | (COMP) ELECTRICAL PANEL, CIRCUIT BREAKER |  | ELPL | 0 | ACTIVE | 50B-ELPL.BRKR
EVCH | ELECTRIC VEHICLE CHARGING STATION |  |  | 0 | ACTIVE | 50B-EVCH
FDCL | FEEDER CABLE |  |  | 0 | ACTIVE | 50B-FDCL
MCCR | MOTOR CONTROL CENTER (MCC) |  |  | 0 | ACTIVE | 50B-MCCR
MTST | MOTOR STARTER |  |  | 0 | ACTIVE | 50B-MTST
RCTR | RECTIFIER |  |  | 0 | ACTIVE | 50B-RCTR
RECT | REACTOR |  |  | 0 | ACTIVE | 50B-RECT
RELY | RELAY |  |  | 0 | ACTIVE | 50B-RELY
SGCT | SWITCHGEAR AC/DC CONTROL |  |  | 0 | ACTIVE | 50B-SGCT
SWGR | SWITCHGEAR/SWITCHBOARD |  |  | 0 | ACTIVE | 50B-SWGR
SWGR.FDCL | (COMP) SWITCHGEAR/SWITCHBOARD, FEEDER CABLE |  | SWGR | 0 | ACTIVE | 50B-SWGR.FDCL
SWGR.SGPT | (COMP) SWITCHGEAR/SWITCHBOARD, SURGE PROTECTOR |  | SWGR | 0 | ACTIVE | 50B-SWGR.SGPT
UPSY | UNINTERRUPTIBLE POWER SUPPLY (UPS) |  |  | 0 | ACTIVE | 50B-UPSY
XFMR | TRANSFORMER |  |  | 0 | ACTIVE | 50B-XFMR
XFRS | ELECTRICAL TRANSFER SWITCH |  |  | 0 | ACTIVE | 50B-XFRS
BDGR | GROUNDING DEVICE |  |  | 0 | ACTIVE | 50C-BDGR
BRKR | CIRCUIT BREAKER |  |  | 0 | ACTIVE | 50C-BRKR
BSWY | BUSWAY |  |  | 0 | ACTIVE | 50C-BSWY
BTCR | BATTERY CHARGER |  |  | 0 | ACTIVE | 50C-BTCR
BTRY | BATTERY |  |  | 0 | ACTIVE | 50C-BTRY
CBCL | CIRCUIT BREAKER CUBICLE |  |  | 0 | ACTIVE | 50C-CBCL
DSCS | DISCONNECT SWITCH |  |  | 0 | ACTIVE | 50C-DSCS
DSCS.FUSE | (COMP) DISCONNECT SWITCH, FUSE |  | DSCS | 0 | ACTIVE | 50C-DSCS.FUSE
FDCL | FEEDER CABLE |  |  | 0 | ACTIVE | 50C-FDCL
FTNK | FUEL STORAGE TANK |  |  | 0 | ACTIVE | 50C-FTNK
FTNK.CHVL | (COMP) FUEL STORAGE TANK, CHECK VALVE |  | FTNK | 0 | ACTIVE | 50C-FTNK.CHVL
FTNK.CNTV | (COMP) FUEL STORAGE TANK, CONTROL VALVE |  | FTNK | 0 | ACTIVE | 50C-FTNK.CNTV
FTNK.ISOV | (COMP) FUEL STORAGE TANK, ISOLATION VALVE |  | FTNK | 0 | ACTIVE | 50C-FTNK.ISOV
FTNK.LDET | (COMP) FUEL STORAGE TANK, LEAK DETECTION |  | FTNK | 0 | ACTIVE | 50C-FTNK.LDET
FTNK.PIPE | (COMP) FUEL STORAGE TANK, PIPE |  | FTNK | 0 | ACTIVE | 50C-FTNK.PIPE
FTNK.PUMP | (COMP) FUEL STORAGE TANK, PUMP |  | FTNK | 0 | ACTIVE | 50C-FTNK.PUMP
FTNK.VENT | (COMP) FUEL STORAGE TANK, VENTS |  | FTNK | 0 | ACTIVE | 50C-FTNK.VENT
FTNK:FFLT | (COMP) FUEL STORAGE TANK, FUEL FILTER |  | FTNK | 0 | ACTIVE | 50C-FTNK:FFLT
GNRT | GENERATOR |  |  | 0 | ACTIVE | 50C-GNRT
GNRT.BTRY | (COMP) GENERATOR, BATTERY |  | GNRT | 0 | ACTIVE | 50C-GNRT.BTRY
GNRT.EMPO | (COMP) GENERATOR, EMERGENCY POWER OFF |  | GNRT | 0 | ACTIVE | 50C-GNRT.EMPO
LDBK | LOAD BANK |  |  | 0 | ACTIVE | 50C-LDBK
NGRT | NEUTRAL GROUND RESISTOR |  |  | 0 | ACTIVE | 50C-NGRT
RELY | RELAY |  |  | 0 | ACTIVE | 50C-RELY
SGCT | SWITCHGEAR AC/DC CONTROL |  |  | 0 | ACTIVE | 50C-SGCT
SWGR | SWITCHGEAR/SWITCHBOARD |  |  | 0 | ACTIVE | 50C-SWGR
SWGR.FDCL | (COMP) SWITCHGEAR/SWITCHBOARD, FEEDER CABLE |  | SWGR | 0 | ACTIVE | 50C-SWGR.FDCL
SWGR.SGPT | (COMP) SWITCHGEAR/SWITCHBOARD, SURGE PROTECTOR |  | SWGR | 0 | ACTIVE | 50C-SWGR.SGPT
XFMR | TRANSFORMER |  |  | 0 | ACTIVE | 50C-XFMR
3RRLG | 3-RAIL RAILING |  |  | 0 | ACTIVE | 71A-3RRLG
ALMRLG | ALUMINUM RAILING |  |  | 0 | ACTIVE | 71A-ALMRLG
AWSFLN | ASPHALT WEARING SURFACE LANE |  |  | 0 | ACTIVE | 71A-AWSFLN
BDGSN | BRIDGE SIGN |  |  | 0 | ACTIVE | 71A-BDGSN
BLRD | BOLLARD |  |  | 0 | ACTIVE | 71A-BLRD
CLKFC | CHAIN LINK FENCE |  |  | 0 | ACTIVE | 71A-CLKFC
CMBR | CRASHWALL/MEDIAN BARRIER |  |  | 0 | ACTIVE | 71A-CMBR
CNYSCLM | CATENARY SYSTEM COLUMN |  |  | 0 | ACTIVE | 71A-CNYSCLM
CNYSHBEAM | CATENARY SYSTEM HORIZONTAL BEAM |  |  | 0 | ACTIVE | 71A-CNYSHBEAM
CPBDGMSN | CONCRETE PARAPET BRIDGE MOUNTED SIGN |  |  | 0 | ACTIVE | 71A-CPBDGMSN
CPRNG | CONCRETE PARAPET RAILING |  |  | 0 | ACTIVE | 71A-CPRNG
CRTFIA | CONCRETE FASCIA |  |  | 0 | ACTIVE | 71A-CRTFIA
CRTPPT | CONCRETE PARAPET |  |  | 0 | ACTIVE | 71A-CRTPPT
CURB | CURB |  |  | 0 | ACTIVE | 71A-CURB
CURBBW | CURB BARRIER WALL |  |  | 0 | ACTIVE | 71A-CURBBW
CURBGRL | CURB GUIDERAIL |  |  | 0 | ACTIVE | 71A-CURBGRL
CWSFGWY | CONCRETE WEARING SURFACE GUIDEWAY |  |  | 0 | ACTIVE | 71A-CWSFGWY
DKJT | DECK JOINT |  |  | 0 | ACTIVE | 71A-DKJT
FCBDGMSN | FENCE BRIDGE MOUNTED SIGN |  |  | 0 | ACTIVE | 71A-FCBDGMSN
FENC | FENCE |  |  | 0 | ACTIVE | 71A-FENC
FIARG | FASCIA RAILING |  |  | 0 | ACTIVE | 71A-FIARG
GLSPL | GLASS PANEL |  |  | 0 | ACTIVE | 71A-GLSPL
LMCWRSF | LMC WEARING SURFACE |  |  | 0 | ACTIVE | 71A-LMCWRSF
MALL | MALL |  |  | 0 | ACTIVE | 71A-MALL
MCTBR | MEDIAN CONCRETE BARRIER |  |  | 0 | ACTIVE | 71A-MCTBR
MDCLFC | MEDIAN CHAIN LINK FENCE |  |  | 0 | ACTIVE | 71A-MDCLFC
OREA | GORE AREA |  |  | 0 | ACTIVE | 71A-OREA
PRAPT | PARAPET |  |  | 0 | ACTIVE | 71A-PRAPT
RFPL | ROOF PANEL |  |  | 0 | ACTIVE | 71A-RFPL
RFRLNG | ROOF RAILING |  |  | 0 | ACTIVE | 71A-RFRLNG
RLNG | RAILING |  |  | 0 | ACTIVE | 71A-RLNG
RLRDTCK | RAILROAD TRACKS |  |  | 0 | ACTIVE | 71A-RLRDTCK
SDWK | SIDEWALK |  |  | 0 | ACTIVE | 71A-SDWK
STPPT | STEEL PARAPET |  |  | 0 | ACTIVE | 71A-STPPT
WKWY | WALKWAY |  |  | 0 | ACTIVE | 71A-WKWY
WRSF | WEARING SURFACE |  |  | 0 | ACTIVE | 71A-WRSF
RLNG | RAILING |  |  | 0 | ACTIVE | 71B-RLNG
BBEAM | BOX BEAM |  |  | 0 | ACTIVE | 71C-BBEAM
BBEAMBG | BOX BEAM BEARING |  |  | 0 | ACTIVE | 71C-BBEAMBG
BCSSWL | BENT CONCRETE SPANDREL STEM WALL |  |  | 0 | ACTIVE | 71C-BCSSWL
BCTBEAM | BENT CONCRETE TRANSVERSE BEAM |  |  | 0 | ACTIVE | 71C-BCTBEAM
BENT | BENT |  |  | 0 | ACTIVE | 71C-BENT
BRCG | BRACING |  |  | 0 | ACTIVE | 71C-BRCG
BSSCLM | BENT STEEL STUB COLUMN |  |  | 0 | ACTIVE | 71C-BSSCLM
CAPBEAM | CAPBEAM |  |  | 0 | ACTIVE | 71C-CAPBEAM
CLGPLN | CEILING PLAN |  |  | 0 | ACTIVE | 71C-CLGPLN
CLVT | CULVERT |  |  | 0 | ACTIVE | 71C-CLVT
CPBBRG | CAPBEAM BEARING |  |  | 0 | ACTIVE | 71C-CPBBRG
CRTBBBRG | CONCRETE BOX BEAM BEARING |  |  | 0 | ACTIVE | 71C-CRTBBBRG
CRTBBEAM | CONCRETE BOX BEAM |  |  | 0 | ACTIVE | 71C-CRTBBEAM
CRTIBBRG | CONCRETE I-BEAM BEARING |  |  | 0 | ACTIVE | 71C-CRTIBBRG
CRTIBEAM | CONCRETE I-BEAM |  |  | 0 | ACTIVE | 71C-CRTIBEAM
CRTSBRG | CONCRETE SLAB BEARING |  |  | 0 | ACTIVE | 71C-CRTSBRG
CRTSLAB | CONCRETE SLAB |  |  | 0 | ACTIVE | 71C-CRTSLAB
CRTTBBRG | CONCRETE T-BEAM BEARING |  |  | 0 | ACTIVE | 71C-CRTTBBRG
CRTTBEAM | CONCRETE T-BEAM |  |  | 0 | ACTIVE | 71C-CRTTBEAM
FIASBDGMSN | FASCIA STRINGER BRIDGE MOUNTED SIGN |  |  | 0 | ACTIVE | 71C-FIASBDGMSN
FIASTGR | FASCIA STRINGER |  |  | 0 | ACTIVE | 71C-FIASTGR
FIASTGRBRG | FASCIA STRINGER BEARING |  |  | 0 | ACTIVE | 71C-FIASTGRBRG
FLBEAM | FLOOR BEAM |  |  | 0 | ACTIVE | 71C-FLBEAM
FMWALL | FRAME WALLS |  |  | 0 | ACTIVE | 71C-FMWALL
GDWYGBRG | GUIDEWAY GIRDER BEARING |  |  | 0 | ACTIVE | 71C-GDWYGBRG
GDWYGRD | GUIDEWAY GIRDER |  |  | 0 | ACTIVE | 71C-GDWYGRD
GIRDER | GIRDER |  |  | 0 | ACTIVE | 71C-GIRDER
GRDBRG | GIRDER BEARING |  |  | 0 | ACTIVE | 71C-GRDBRG
GRDDIAFM | GIRDER DIAPHRAGM |  |  | 0 | ACTIVE | 71C-GRDDIAFM
IRDSFRBEAM | INTRADOS FLOORBEAM |  |  | 0 | ACTIVE | 71C-IRDSFRBEAM
LEG | LEG |  |  | 0 | ACTIVE | 71C-LEG
LTRBGPLT | LATERAL BRACING GUSSET PLATE |  |  | 0 | ACTIVE | 71C-LTRBGPLT
LTRBRC | LATERAL BRACING |  |  | 0 | ACTIVE | 71C-LTRBRC
SPCBBRG | STEEL PIER CAP BEAM BEARING |  |  | 0 | ACTIVE | 71C-SPCBBRG
SPRCPBEAM | STEEL PIER CAP BEAM |  |  | 0 | ACTIVE | 71C-SPRCPBEAM
STRG | STRINGER |  |  | 0 | ACTIVE | 71C-STRG
STRGBMSN | STRINGER BRIDGE MOUNTED SIGN |  |  | 0 | ACTIVE | 71C-STRGBMSN
STRGBRG | STRINGER BEARING |  |  | 0 | ACTIVE | 71C-STRGBRG
TOARCH | TOP OF ARCH |  |  | 0 | ACTIVE | 71C-TOARCH
TOFLSLB | TOP OF FLOOR SLAB |  |  | 0 | ACTIVE | 71C-TOFLSLB
TROGDR | THROUGH GIRDER |  |  | 0 | ACTIVE | 71C-TROGDR
TROGDRBRG | THROUGH GIRDER BEARING |  |  | 0 | ACTIVE | 71C-TROGDRBRG
TSSYSDIA | TRUSS SYSTEM DIAGONAL |  |  | 0 | ACTIVE | 71C-TSSYSDIA
TSSYSSPDR | TRUSS SYSTEM SUSPENDER |  |  | 0 | ACTIVE | 71C-TSSYSSPDR
TSSYSTSCRD | TRUSS SYSTEM TRUSS CHORD |  |  | 0 | ACTIVE | 71C-TSSYSTSCRD
TSSYSVRT | TRUSS SYSTEM VERTICAL |  |  | 0 | ACTIVE | 71C-TSSYSVRT
TSVBRC | TRANSVERSE BRACING |  |  | 0 | ACTIVE | 71C-TSVBRC
UDMCDG | UNDERDECK METAL CLADDING |  |  | 0 | ACTIVE | 71C-UDMCDG
UDOARCH | UNDERSIDE OF ARCH |  |  | 0 | ACTIVE | 71C-UDOARCH
UDODKLBRC | UNDERSIDE OF DECK LATERAL BRACING |  |  | 0 | ACTIVE | 71C-UDODKLBRC
UDODMFB | UNDERSIDE OF DECK MAIN FLOOR BEAMS |  |  | 0 | ACTIVE | 71C-UDODMFB
UDODSTGR | UNDERSIDE OF DECK STRINGER |  |  | 0 | ACTIVE | 71C-UDODSTGR
WALL | WALL |  |  | 0 | ACTIVE | 71C-WALL
XOGRD | CROSSOVER GIRDER |  |  | 0 | ACTIVE | 71C-XOGRD
ABMTCLM | ABUTMENT COLUMN |  |  | 0 | ACTIVE | 71D-ABMTCLM
ABMTFB | ABUTMENT FLOORBEAM |  |  | 0 | ACTIVE | 71D-ABMTFB
ABMTGRD | ABUTMENT GIRDER |  |  | 0 | ACTIVE | 71D-ABMTGRD
ABMTPCP | ABUTMENT PIER CAP |  |  | 0 | ACTIVE | 71D-ABMTPCP
ABMTWW | ABUTMENT WINGWALL |  |  | 0 | ACTIVE | 71D-ABMTWW
ABTMT | ABUTMENT |  |  | 0 | ACTIVE | 71D-ABTMT
BENT | BENT |  |  | 0 | ACTIVE | 71D-BENT
BENTCLM | BENT COLUMN |  |  | 0 | ACTIVE | 71D-BENTCLM
DIALBRC | DIAGONAL LATERAL BRACING |  |  | 0 | ACTIVE | 71D-DIALBRC
FGJT | FINGER JOINT |  |  | 0 | ACTIVE | 71D-FGJT
HDWALL | HEADWALL |  |  | 0 | ACTIVE | 71D-HDWALL
PIER | PIER |  |  | 0 | ACTIVE | 71D-PIER
PIERCLM | PIER COLUMN |  |  | 0 | ACTIVE | 71D-PIERCLM
PIERCP | PIER CAP |  |  | 0 | ACTIVE | 71D-PIERCP
PIERCPBM | PIER CAP BEAM |  |  | 0 | ACTIVE | 71D-PIERCPBM
PIERCWBR | PIER CRASHWALL/BARRIER |  |  | 0 | ACTIVE | 71D-PIERCWBR
PIERFC | PIER FACE |  |  | 0 | ACTIVE | 71D-PIERFC
PIERLXBRC | PIER LONGITUDINAL CROSS BRACING |  |  | 0 | ACTIVE | 71D-PIERLXBRC
PIERPH | PIER PIN & HANGER |  |  | 0 | ACTIVE | 71D-PIERPH
PIERRGWL | PIER RETAINING WALL |  |  | 0 | ACTIVE | 71D-PIERRGWL
PIERSTL | PIER STEEL TRESTLE |  |  | 0 | ACTIVE | 71D-PIERSTL
PIERWL | PIER WALL |  |  | 0 | ACTIVE | 71D-PIERWL
RTWL | RETAINING WALL |  |  | 0 | ACTIVE | 71D-RTWL
SWPIER | SOLID WALL PIER |  |  | 0 | ACTIVE | 71D-SWPIER
SWPIERFC | SOLID WALL PIER FACE |  |  | 0 | ACTIVE | 71D-SWPIERFC
SWPRGWL | SOLID WALL PIER RETAINING WALL |  |  | 0 | ACTIVE | 71D-SWPRGWL
TLGBRC | TOP LONGITUDINAL BRACING |  |  | 0 | ACTIVE | 71D-TLGBRC
TLRBRC | TOP LATERAL BRACING |  |  | 0 | ACTIVE | 71D-TLRBRC
TNLWALL | TUNNEL WALL |  |  | 0 | ACTIVE | 71D-TNLWALL
TSSYSDIA | TRUSS SYSTEM DIAGONAL |  |  | 0 | ACTIVE | 71D-TSSYSDIA
TSSYSTSCRD | TRUSS SYSTEM TRUSS CHORD |  |  | 0 | ACTIVE | 71D-TSSYSTSCRD
TSSYSVRTBRC | TRUSS SYSTEM VERTICAL BRACE |  |  | 0 | ACTIVE | 71D-TSSYSVRTBRC
TSVBRC | TRANSVERSE BRACING |  |  | 0 | ACTIVE | 71D-TSVBRC
TSVVTBRC | TRANSVERSE VERTICAL BRACING |  |  | 0 | ACTIVE | 71D-TSVVTBRC
WALL | WALL |  |  | 0 | ACTIVE | 71D-WALL
BEAM | BEAM |  |  | 0 | ACTIVE | 72A-BEAM
BRCG | BRACING |  |  | 0 | ACTIVE | 72A-BRCG
GIRDER | GIRDER |  |  | 0 | ACTIVE | 72A-GIRDER
PLTF | PLATFORM |  |  | 0 | ACTIVE | 72A-PLTF
PLTFRG | PLATFORM RAILING |  |  | 0 | ACTIVE | 72A-PLTFRG
POST | POST |  |  | 0 | ACTIVE | 72A-POST
RIB | RIB |  |  | 0 | ACTIVE | 72A-RIB
STRCS | STAIRCASE |  |  | 0 | ACTIVE | 72A-STRCS
STRCSRG | STAIRCASE RAILING |  |  | 0 | ACTIVE | 72A-STRCSRG
STRUT | STRUT |  |  | 0 | ACTIVE | 72A-STRUT
SDLRM | SADDLE ROOM |  |  | 0 | ACTIVE | 72B-SDLRM
SFTRG | SAFETY RAILING |  |  | 0 | ACTIVE | 72B-SFTRG
BEAM | BEAM |  |  | 0 | ACTIVE | 72C-BEAM
CLMPDSL | COLUMN PEDESTAL |  |  | 0 | ACTIVE | 72C-CLMPDSL
CLMS | COLUMN |  |  | 0 | ACTIVE | 72C-CLMS
DKFCG | DECK FENCING |  |  | 0 | ACTIVE | 72C-DKFCG
ELVSFT | ELEVATOR SHAFT |  |  | 0 | ACTIVE | 72C-ELVSFT
GIRDER | GIRDER |  |  | 0 | ACTIVE | 72C-GIRDER
POST | POST |  |  | 0 | ACTIVE | 72C-POST
SCUCAGE | SECURITY CAGE |  |  | 0 | ACTIVE | 72C-SCUCAGE
STRCS | STAIRCASE |  |  | 0 | ACTIVE | 72C-STRCS
STRCSRG | STAIRCASE RAILING |  |  | 0 | ACTIVE | 72C-STRCSRG
XDBRCG | CROSS/DIAGONAL BRACING |  |  | 0 | ACTIVE | 72C-XDBRCG
BDGSN | BRIDGE SIGN |  |  | 0 | ACTIVE | 72D-BDGSN
CTMEDN | CENTER MEDIAN |  |  | 0 | ACTIVE | 72D-CTMEDN
CTMEDNCT | CENTER MEDIAN CUTOUT |  |  | 0 | ACTIVE | 72D-CTMEDNCT
DSTJNT | DISCRETE JOINT |  |  | 0 | ACTIVE | 72D-DSTJNT
FGJT | FINGER JOINT |  |  | 0 | ACTIVE | 72D-FGJT
WKWY | WALKWAY |  |  | 0 | ACTIVE | 72D-WKWY
WLKWYRG | WALKWAY RAILING |  |  | 0 | ACTIVE | 72D-WLKWYRG
WRSF | WEARING SURFACE |  |  | 0 | ACTIVE | 72D-WRSF
ACRGCLM | ANCHORAGE COLUMN |  |  | 0 | ACTIVE | 72E-ACRGCLM
ACRGDK | ANCHORAGE DECK |  |  | 0 | ACTIVE | 72E-ACRGDK
FLBEAM | FLOOR BEAM |  |  | 0 | ACTIVE | 72E-FLBEAM
FLBEAMBRC | FLOOR BEAM BRACING |  |  | 0 | ACTIVE | 72E-FLBEAMBRC
FLBEAMSTR | FLOOR BEAM STRINGER |  |  | 0 | ACTIVE | 72E-FLBEAMSTR
LTRBRBEAM | LATERAL BRACE BEAM |  |  | 0 | ACTIVE | 72E-LTRBRBEAM
OTRDK | ORTHROPIC DECK |  |  | 0 | ACTIVE | 72E-OTRDK
RSRBEAM | RISER BEAM |  |  | 0 | ACTIVE | 72E-RSRBEAM
STRSECFLRB | STRINGERS AND SECONDARY FLOOR RIB |  |  | 0 | ACTIVE | 72E-STRSECFLRB
TRVLBEAM | TRAVEL BEAM |  |  | 0 | ACTIVE | 72E-TRVLBEAM
DIAGST | DIAGONAL GUSSET |  |  | 0 | ACTIVE | 72F-DIAGST
TCHS | TRUSS CHORD |  |  | 0 | ACTIVE | 72F-TCHS
VERTBRC | VERTICAL BRACE |  |  | 0 | ACTIVE | 72F-VERTBRC
VERTBRCGST | VERTICAL BRACE GUSSET |  |  | 0 | ACTIVE | 72F-VERTBRCGST
BLDGKOK | BUILDING KIOSK |  |  | 0 | ACTIVE | 72G-BLDGKOK
BRCAGE | BEAR CAGE |  |  | 0 | ACTIVE | 72G-BRCAGE
CAVITY | CAVITY |  |  | 0 | ACTIVE | 72G-CAVITY
CRETACBLK | CONCRETE ANCHOR BLOCK |  |  | 0 | ACTIVE | 72G-CRETACBLK
CTWK | CATWALK |  |  | 0 | ACTIVE | 72G-CTWK
HDRPACRG | HAND ROPE ANCHORING |  |  | 0 | ACTIVE | 72G-HDRPACRG
MAINPLTFM | MAINTENANCE PLATFORM |  |  | 0 | ACTIVE | 72G-MAINPLTFM
MCMBR | MAIN CHAMBER |  |  | 0 | ACTIVE | 72G-MCMBR
RKFACE | ROCK FACE |  |  | 0 | ACTIVE | 72G-RKFACE
RLNG | RAILING |  |  | 0 | ACTIVE | 72G-RLNG
SPLDR | SHIP LADDER |  |  | 0 | ACTIVE | 72G-SPLDR
STRCS | STAIRCASE |  |  | 0 | ACTIVE | 72G-STRCS
CBLBD | CABLE BAND |  |  | 0 | ACTIVE | 72H-CBLBD
CBLBDSTA | CABLE BAND STANCHION |  |  | 0 | ACTIVE | 72H-CBLBDSTA
HDRP | HAND ROPE |  |  | 0 | ACTIVE | 72H-HDRP
SPAZR | SPECTRUM ANALYZER |  |  | 0 | ACTIVE | 72H-SPAZR
SSPDR | SUSPENDER |  |  | 0 | ACTIVE | 72H-SSPDR
STRD | STRAND |  |  | 0 | ACTIVE | 72H-STRD
STRDDIABRC | STRAND DIAGONAL BRACE |  |  | 0 | ACTIVE | 72H-STRDDIABRC
STRDEBR | STRAND EYE BAR |  |  | 0 | ACTIVE | 72H-STRDEBR
STRDSHO | STRAND STRAND SHOE |  |  | 0 | ACTIVE | 72H-STRDSHO
CTWK | CATWALK |  |  | 0 | ACTIVE | 73A-CTWK
RLNG | RAILING |  |  | 0 | ACTIVE | 73A-RLNG
BDGSN | BRIDGE SIGN |  |  | 0 | ACTIVE | 73B-BDGSN
CRTPPT | CONCRETE PARAPET |  |  | 0 | ACTIVE | 73B-CRTPPT
DKJT | DECK JOINT |  |  | 0 | ACTIVE | 73B-DKJT
FGJT | FINGER JOINT |  |  | 0 | ACTIVE | 73B-FGJT
LADR | LADDER |  |  | 0 | ACTIVE | 73B-LADR
MBR | MEDIAN BARRIER |  |  | 0 | ACTIVE | 73B-MBR
RLNG | RAILING |  |  | 0 | ACTIVE | 73B-RLNG
SDWK | SIDEWALK |  |  | 0 | ACTIVE | 73B-SDWK
SDWK-HADR | (ASSET) SIDEWALK, HATCH DOOR |  | SDWK | 0 | ACTIVE | 73B-SDWK-HADR
SPRSTR | SUPERSTRUCTURE |  |  | 0 | ACTIVE | 73B-SPRSTR
WRSF | WEARING SURFACE |  |  | 0 | ACTIVE | 73B-WRSF
BRNG | BEARING |  |  | 0 | ACTIVE | 73C-BRNG
FXDBRG | FIXED BEARING |  |  | 0 | ACTIVE | 73C-FXDBRG
LADR | LADDER |  |  | 0 | ACTIVE | 73C-LADR
LTRBRC | LATERAL BRACING |  |  | 0 | ACTIVE | 73C-LTRBRC
MFB | MAIN FLOOR BEAM |  |  | 0 | ACTIVE | 73C-MFB
PENBRG | PENDULUM BEARING |  |  | 0 | ACTIVE | 73C-PENBRG
RKRBRG | ROCKER BEARING |  |  | 0 | ACTIVE | 73C-RKRBRG
SLDBRG | SLIDER BEARING |  |  | 0 | ACTIVE | 73C-SLDBRG
SPRSTR | SUPERSTRUCTURE |  |  | 0 | ACTIVE | 73C-SPRSTR
STRG | STRINGER |  |  | 0 | ACTIVE | 73C-STRG
WNDTT | WIND TRANSFER TONGUE |  |  | 0 | ACTIVE | 73C-WNDTT
DIAGST | DIAGONAL GUSSET |  |  | 0 | ACTIVE | 73D-DIAGST
DIALBRC | DIAGONAL LATERAL BRACING |  |  | 0 | ACTIVE | 73D-DIALBRC
FHRN | FOG HORN |  |  | 0 | ACTIVE | 73D-FHRN
LADR | LADDER |  |  | 0 | ACTIVE | 73D-LADR
LGBRC | LONGITUDINAL BRACING |  |  | 0 | ACTIVE | 73D-LGBRC
LTRBRC | LATERAL BRACING |  |  | 0 | ACTIVE | 73D-LTRBRC
RDRB | RADAR BEACON |  |  | 0 | ACTIVE | 73D-RDRB
SPRSTR | SUPERSTRUCTURE |  |  | 0 | ACTIVE | 73D-SPRSTR
TCHS | TRUSS CHORD |  |  | 0 | ACTIVE | 73D-TCHS
TSVBRC | TRANSVERSE BRACING |  |  | 0 | ACTIVE | 73D-TSVBRC
TSVVTBRC | TRANSVERSE VERTICAL BRACING |  |  | 0 | ACTIVE | 73D-TSVVTBRC
VERTBRC | VERTICAL BRACE |  |  | 0 | ACTIVE | 73D-VERTBRC
VERTBRCGST | VERTICAL BRACE GUSSET |  |  | 0 | ACTIVE | 73D-VERTBRCGST
ABTMT | ABUTMENT |  |  | 0 | ACTIVE | 73E-ABTMT
CFRDM | COFFERDAM |  |  | 0 | ACTIVE | 73E-CFRDM
CLMS | COLUMN |  |  | 0 | ACTIVE | 73E-CLMS
LADR | LADDER |  |  | 0 | ACTIVE | 73E-LADR
PIER | PIER |  |  | 0 | ACTIVE | 73E-PIER
PIERCP | PIER CAP |  |  | 0 | ACTIVE | 73E-PIERCP
VDPIER | VIADUCT PIER |  |  | 0 | ACTIVE | 73E-VDPIER
CTWK | CATWALK |  |  | 0 | ACTIVE | 75A-CTWK
RLNG | RAILING |  |  | 0 | ACTIVE | 75A-RLNG
BDGSN | BRIDGE SIGN |  |  | 0 | ACTIVE | 75B-BDGSN
DKJT | DECK JOINT |  |  | 0 | ACTIVE | 75B-DKJT
FGJT | FINGER JOINT |  |  | 0 | ACTIVE | 75B-FGJT
MBR | MEDIAN BARRIER |  |  | 0 | ACTIVE | 75B-MBR
PRAPT | PARAPET |  |  | 0 | ACTIVE | 75B-PRAPT
RLNG | RAILING |  |  | 0 | ACTIVE | 75B-RLNG
SDWK | SIDEWALK |  |  | 0 | ACTIVE | 75B-SDWK
WRSF | WEARING SURFACE |  |  | 0 | ACTIVE | 75B-WRSF
BRCG | BRACING |  |  | 0 | ACTIVE | 75C-BRCG
BRNG | BEARING |  |  | 0 | ACTIVE | 75C-BRNG
BXGRDR | BOX GIRDER |  |  | 0 | ACTIVE | 75C-BXGRDR
FLBEAM | FLOOR BEAM |  |  | 0 | ACTIVE | 75C-FLBEAM
VPIN | VERTICAL PIN |  |  | 0 | ACTIVE | 75C-VPIN
BRCG | BRACING |  |  | 0 | ACTIVE | 75D-BRCG
LTRBRBEAM | LATERAL BRACE BEAM |  |  | 0 | ACTIVE | 75D-LTRBRBEAM
SPIN | SHOE PIN |  |  | 0 | ACTIVE | 75D-SPIN
SPRSTR | SUPERSTRUCTURE |  |  | 0 | ACTIVE | 75D-SPRSTR
SSPDR | SUSPENDER |  |  | 0 | ACTIVE | 75D-SSPDR
STRUT | STRUT |  |  | 0 | ACTIVE | 75D-STRUT
TCHS | TRUSS CHORD |  |  | 0 | ACTIVE | 75D-TCHS
VERTBRC | VERTICAL BRACE |  |  | 0 | ACTIVE | 75D-VERTBRC
FNDR | FENDER |  |  | 0 | ACTIVE | 75E-FNDR
LADR | LADDER |  |  | 0 | ACTIVE | 75E-LADR
PIER | PIER |  |  | 0 | ACTIVE | 75E-PIER
GRSS | GRASS |  |  | 0 | ACTIVE | 82A-GRSS
PBED | PLANTING BED |  |  | 0 | ACTIVE | 82B-PBED
PBED.BUSH | (COMP) PLANTING BED, BUSH |  | PBED | 0 | ACTIVE | 82B-PBED.BUSH
PBED.FLWR | (COMP) PLANTING BED, FLOWERS |  | PBED | 0 | ACTIVE | 82B-PBED.FLWR
PBED.LFIXT | (COMP) PLANTING BED, LIGHT FIXTURE |  | PBED | 0 | ACTIVE | 82B-PBED.LFIXT
PBED.MLCH | (COMP) PLANTING BED, MULCH |  | PBED | 0 | ACTIVE | 82B-PBED.MLCH
PBED.TREE | (COMP) PLANTING BED, TREES |  | PBED | 0 | ACTIVE | 82B-PBED.TREE
TREE | TREE |  |  | 0 | ACTIVE | 82B-TREE
TREE.LFIXT | (COMP) TREE, LIGHT FIXTURE |  | TREE | 0 | ACTIVE | 82B-TREE.LFIXT
BFPV | BACKFLOW PREVENTER |  |  | 0 | ACTIVE | 82C-BFPV
CNTR | CONTROLLER |  |  | 0 | ACTIVE | 82C-CNTR
CNTV | CONTROL VALVE |  |  | 0 | ACTIVE | 82C-CNTV
CNTV.PRRG | (COMP) CONTROL VALVE, PRESSURE REGULATOR |  | CNTV | 0 | ACTIVE | 82C-CNTV.PRRG
CNTV.TUBE | (COMP) CONTROL VALVE, TUBING |  | CNTV | 0 | ACTIVE | 82C-CNTV.TUBE
CNTV:IRHD | (COMP) CONTROL VALVE, IRRIGATION HEAD |  | CNTV | 0 | ACTIVE | 82C-CNTV:IRHD
ISOV | ISOLATION VALVE |  |  | 0 | ACTIVE | 82C-ISOV
DAMP | DAMPER |  |  | 0 | ACTIVE | 94A-DAMP
DAMP.CHAIN | (COMP) DAMPER, CHAIN |  | DAMP | 0 | ACTIVE | 94A-DAMP.CHAIN
DAMP.LTSWH | (COMP) DAMPER, LIMIT SWITCH |  | DAMP | 0 | ACTIVE | 94A-DAMP.LTSWH
DAMP-MOTR | (ASSET) DAMPER, MOTOR |  | DAMP | 0 | ACTIVE | 94A-DAMP-MOTR
DAMP-MOTR.BRNG | (COMP) DAMPER, MOTOR, BEARING |  | DAMP-MOTR | 0 | ACTIVE | 94A-DAMP-MOTR.BRNG
DAMP-MOTR.PWBLK | (COMP) DAMPER, MOTOR, PILLOW BLOCK |  | DAMP-MOTR | 0 | ACTIVE | 94A-DAMP-MOTR.PWBLK
DAMP-MOTR.SHAFT | (COMP) DAMPER, MOTOR, SHAFT |  | DAMP-MOTR | 0 | ACTIVE | 94A-DAMP-MOTR.SHAFT
FAN | FAN |  |  | 0 | ACTIVE | 94A-FAN
FAN.BLADE | (COMP) FAN, BLADE |  | FAN | 0 | ACTIVE | 94A-FAN.BLADE
FAN-DRAN | (ASSET) FAN, DRAIN |  | FAN | 0 | ACTIVE | 94A-FAN-DRAN
FAN-HOSG | (ASSET) FAN, HOUSING |  | FAN | 0 | ACTIVE | 94A-FAN-HOSG
FAN-HOSG.HATCH | (COMP) FAN, HOUSING, HATCH |  | FAN-HOSG | 0 | ACTIVE | 94A-FAN-HOSG.HATCH
FAN-MOTR | (ASSET) FAN, MOTOR |  | FAN | 0 | ACTIVE | 94A-FAN-MOTR
FAN-MOTR.BRNG | (COMP) FAN, MOTOR, BEARING |  | FAN-MOTR | 0 | ACTIVE | 94A-FAN-MOTR.BRNG
FAN-MOTR.PWBLK | (COMP) FAN, MOTOR, PILLOW BLOCK |  | FAN-MOTR | 0 | ACTIVE | 94A-FAN-MOTR.PWBLK
FAN-MOTR.SHAFT | (COMP) FAN, MOTOR, SHAFT |  | FAN-MOTR | 0 | ACTIVE | 94A-FAN-MOTR.SHAFT
MOTR | MOTOR |  |  | 0 | ACTIVE | 94A-MOTR
MOTR.BRNG | (COMP) MOTOR, BEARING |  | MOTR | 0 | ACTIVE | 94A-MOTR.BRNG
MOTR.PWBLK | (COMP) MOTOR, PILLOW BLOCK |  | MOTR | 0 | ACTIVE | 94A-MOTR.PWBLK
MOTR.SHAFT | (COMP) MOTOR, SHAFT |  | MOTR | 0 | ACTIVE | 94A-MOTR.SHAFT
MOTR-CLTH | (ASSET) MOTOR, CLUTCH |  | MOTR | 0 | ACTIVE | 94A-MOTR-CLTH
MOTR-CPLG | (ASSET) MOTOR, COUPLING |  | MOTR | 0 | ACTIVE | 94A-MOTR-CPLG
DAMP | DAMPER |  |  | 0 | ACTIVE | 94B-DAMP
DAMP.CHAIN | (COMP) DAMPER, CHAIN |  | DAMP | 0 | ACTIVE | 94B-DAMP.CHAIN
DAMP.LTSWH | (COMP) DAMPER, LIMIT SWITCH |  | DAMP | 0 | ACTIVE | 94B-DAMP.LTSWH
DAMP-MOTR | (ASSET) DAMPER, MOTOR |  | DAMP | 0 | ACTIVE | 94B-DAMP-MOTR
DAMP-MOTR.BRNG | (COMP) DAMPER, MOTOR, BEARING |  | DAMP-MOTR | 0 | ACTIVE | 94B-DAMP-MOTR.BRNG
DAMP-MOTR.PWBLK | (COMP) DAMPER, MOTOR, PILLOW BLOCK |  | DAMP-MOTR | 0 | ACTIVE | 94B-DAMP-MOTR.PWBLK
DAMP-MOTR.SHAFT | (COMP) DAMPER, MOTOR, SHAFT |  | DAMP-MOTR | 0 | ACTIVE | 94B-DAMP-MOTR.SHAFT
FAN | FAN |  |  | 0 | ACTIVE | 94B-FAN
FAN.BLADE | (COMP) FAN, BLADE |  | FAN | 0 | ACTIVE | 94B-FAN.BLADE
FAN-DRAN | (ASSET) FAN, DRAIN |  | FAN | 0 | ACTIVE | 94B-FAN-DRAN
FAN-HOSG | (ASSET) FAN, HOUSING |  | FAN | 0 | ACTIVE | 94B-FAN-HOSG
FAN-HOSG.HATCH | (COMP) FAN, HOUSING, HATCH |  | FAN-HOSG | 0 | ACTIVE | 94B-FAN-HOSG.HATCH
FAN-MOTR | (ASSET) FAN, MOTOR |  | FAN | 0 | ACTIVE | 94B-FAN-MOTR
FAN-MOTR.BRNG | (COMP) FAN, MOTOR, BEARING |  | FAN-MOTR | 0 | ACTIVE | 94B-FAN-MOTR.BRNG
FAN-MOTR.PWBLK | (COMP) FAN, MOTOR, PILLOW BLOCK |  | FAN-MOTR | 0 | ACTIVE | 94B-FAN-MOTR.PWBLK
FAN-MOTR.SHAFT | (COMP) FAN, MOTOR, SHAFT |  | FAN-MOTR | 0 | ACTIVE | 94B-FAN-MOTR.SHAFT
MOTR | MOTOR |  |  | 0 | ACTIVE | 94B-MOTR
MOTR.BRNG | (COMP) MOTOR, BEARING |  | MOTR | 0 | ACTIVE | 94B-MOTR.BRNG
MOTR.PWBLK | (COMP) MOTOR, PILLOW BLOCK |  | MOTR | 0 | ACTIVE | 94B-MOTR.PWBLK
MOTR.SHAFT | (COMP) MOTOR, SHAFT |  | MOTR | 0 | ACTIVE | 94B-MOTR.SHAFT
MOTR-CLTH | (ASSET) MOTOR, CLUTCH |  | MOTR | 0 | ACTIVE | 94B-MOTR-CLTH
MOTR-CPLG | (ASSET) MOTOR, COUPLING |  | MOTR | 0 | ACTIVE | 94B-MOTR-CPLG
CTLBX | CONTROL BOX |  |  | 0 | ACTIVE | 94C-CTLBX
PDCNT | POWER DISCONNECT |  |  | 0 | ACTIVE | 94C-PDCNT
DECK | DECK |  |  | 0 | ACTIVE | 96A-DECK
DECK-BITT | (ASSET) DECK, BITTS |  | DECK | 0 | ACTIVE | 96A-DECK-BITT
DECK-BLRD | (ASSET) DECK, BOLLARD |  | DECK | 0 | ACTIVE | 96A-DECK-BLRD
DECK-CLEAT | (ASSET) DECK, CLEATS |  | DECK | 0 | ACTIVE | 96A-DECK-CLEAT
DECK-EBEM | (ASSET) DECK, EDGE BEAM/ CURB/BACKING |  | DECK | 0 | ACTIVE | 96A-DECK-EBEM
DECK-EFILL | (ASSET) DECK, EARTH FILL |  | DECK | 0 | ACTIVE | 96A-DECK-EFILL
DECK-EJNT | (ASSET) DECK, EXPANSION JOINT |  | DECK | 0 | ACTIVE | 96A-DECK-EJNT
DECK-PLANK | (ASSET) DECK, DECK PLANKS |  | DECK | 0 | ACTIVE | 96A-DECK-PLANK
DECK-PVMT | (ASSET) DECK, PAVEMENT |  | DECK | 0 | ACTIVE | 96A-DECK-PVMT
DECK-RLNG | (ASSET) DECK, RAILING |  | DECK | 0 | ACTIVE | 96A-DECK-RLNG
DECK-UHCP | (ASSET) DECK, UTILITY HATCH COVER |  | DECK | 0 | ACTIVE | 96A-DECK-UHCP
DECK-WNCH | (ASSET) DECK, WINCH ASSEMBLY (INCLUDES MOTOR) |  | DECK | 0 | ACTIVE | 96A-DECK-WNCH
FRMG | FRAMING |  |  | 0 | ACTIVE | 96B-FRMG
FRMG-PCBM | (ASSET) FRAMING, PILE CAP BEAMS |  | FRMG | 0 | ACTIVE | 96B-FRMG-PCBM
FRMG-PLCAP | (ASSET) FRAMING, PILE CAP |  | FRMG | 0 | ACTIVE | 96B-FRMG-PLCAP
FRMG-STRG | (ASSET) FRAMING, STRINGER |  | FRMG | 0 | ACTIVE | 96B-FRMG-STRG
PILE | PILE |  |  | 0 | ACTIVE | 96C-PILE
PILE-BTPLE | (ASSET) PILE, BATTERED TIMBER PILE |  | PILE | 0 | ACTIVE | 96C-PILE-BTPLE
PILE-CPET | (ASSET) PILE, CONCRETE PILE EXTENSION |  | PILE | 0 | ACTIVE | 96C-PILE-CPET
PILE-PEXT | (ASSET) PILE, PILE EXTENSIONS |  | PILE | 0 | ACTIVE | 96C-PILE-PEXT
PILE-TPILE | (ASSET) PILE, TIMBER PILE |  | PILE | 0 | ACTIVE | 96C-PILE-TPILE
PILE-XDBRCG | (ASSET) PILE, CROSS/DIAGONAL BRACING |  | PILE | 0 | ACTIVE | 96C-PILE-XDBRCG
BMPR | BUMPER |  |  | 0 | ACTIVE | 96D-BMPR
BMPR-CHAIN | (ASSET) BUMPER, CHAIN |  | BMPR | 0 | ACTIVE | 96D-BMPR-CHAIN
BMPR-CHLK | (ASSET) BUMPER, CHALKS |  | BMPR | 0 | ACTIVE | 96D-BMPR-CHLK
BMPR-PAD | (ASSET) BUMPER, PAD |  | BMPR | 0 | ACTIVE | 96D-BMPR-PAD
BMPR-STUDS | (ASSET) BUMPER, STUDS |  | BMPR | 0 | ACTIVE | 96D-BMPR-STUDS
DOLPN | DOLPHIN |  |  | 0 | ACTIVE | 96D-DOLPN
FNDR | FENDER |  |  | 0 | ACTIVE | 96D-FNDR
FNDR-FPNL | (ASSET) FENDER, FENDER PANEL |  | FNDR | 0 | ACTIVE | 96D-FNDR-FPNL
FNDR-PILE | (ASSET) FENDER, PILE |  | FNDR | 0 | ACTIVE | 96D-FNDR-PILE
PILE | PILE |  |  | 0 | ACTIVE | 96D-PILE
PILE-PCLM | (ASSET) PILE, PILE CLAMP |  | PILE | 0 | ACTIVE | 96D-PILE-PCLM
BKHD | BULKHEAD |  |  | 0 | ACTIVE | 96E-BKHD
BKHD-CONC | (ASSET) BULKHEAD, CONCRETE |  | BKHD | 0 | ACTIVE | 96E-BKHD-CONC
BKHD-DDMN | (ASSET) BULKHEAD, DEADMAN |  | BKHD | 0 | ACTIVE | 96E-BKHD-DDMN
BKHD-SHPL | (ASSET) BULKHEAD, SHEET PILE WALL |  | BKHD | 0 | ACTIVE | 96E-BKHD-SHPL
BKHD-TIROD | (ASSET) BULKHEAD, TIE RODS |  | BKHD | 0 | ACTIVE | 96E-BKHD-TIROD
BKHD-TMBR | (ASSET) BULKHEAD, TIMBER |  | BKHD | 0 | ACTIVE | 96E-BKHD-TMBR
SLPT | SLOPE PROTECTION |  |  | 0 | ACTIVE | 96E-SLPT
SLPT-RPRP | (ASSET) SLOPE PROTECTION, RIPRAP |  | SLPT | 0 | ACTIVE | 96E-SLPT-RPRP
CRSU | CRANE SUPPORT |  |  | 0 | ACTIVE | 96F-CRSU
CRSU-ANCR | (ASSET) CRANE SUPPORT, ANCHORAGE SYSTEM |  | CRSU | 0 | ACTIVE | 96F-CRSU-ANCR
FDOK | FLOATING DOCK |  |  | 0 | ACTIVE | 96G-FDOK
FDOK-BMPR | (ASSET) FLOATING DOCK, BUMPER |  | FDOK | 0 | ACTIVE | 96G-FDOK-BMPR
FDOK-RAMP | (ASSET) FLOATING DOCK, RAMP |  | FDOK | 0 | ACTIVE | 96G-FDOK-RAMP
FDOK-RLNG | (ASSET) FLOATING DOCK, RAILING |  | FDOK | 0 | ACTIVE | 96G-FDOK-RLNG
BKHD | BULKHEAD |  |  | 0 | ACTIVE | 96H-BKHD
BKHD-COAT | (ASSET) BULKHEAD, COATINGS |  | BKHD | 0 | ACTIVE | 96H-BKHD-COAT
BKHD-DIFTT | (ASSET) BULKHEAD, DIELECTRIC FITTINGS |  | BKHD | 0 | ACTIVE | 96H-BKHD-DIFTT
BKHD-RPSP | (ASSET) BULKHEAD, RECTIFIER / POWER SUPPLIES |  | BKHD | 0 | ACTIVE | 96H-BKHD-RPSP
BKHD-SCAD | (ASSET) BULKHEAD, SACRIFICIAL ANODE |  | BKHD | 0 | ACTIVE | 96H-BKHD-SCAD
GATE | GATE |  |  | 0 | ACTIVE | 96I-GATE
GATE-BWIR | (ASSET) GATE, BARBED WIRE |  | GATE | 0 | ACTIVE | 96I-GATE-BWIR
GATE-CHAN | (ASSET) GATE, CHAINS/ LOCKS |  | GATE | 0 | ACTIVE | 96I-GATE-CHAN
GATE-FBRC | (ASSET) GATE, FABRIC |  | GATE | 0 | ACTIVE | 96I-GATE-FBRC
GATE-HRDW | (ASSET) GATE, HARDWARE |  | GATE | 0 | ACTIVE | 96I-GATE-HRDW
GATE-POST | (ASSET) GATE, POST |  | GATE | 0 | ACTIVE | 96I-GATE-POST
GATE-ROLR | (ASSET) GATE, ROLLERS/GUIDE WHEELS |  | GATE | 0 | ACTIVE | 96I-GATE-ROLR
GATE-SEDG | (ASSET) GATE, SAFETY EDGE |  | GATE | 0 | ACTIVE | 96I-GATE-SEDG
GATE-TRACK | (ASSET) GATE, TRACK |  | GATE | 0 | ACTIVE | 96I-GATE-TRACK
GBTH | GUARDBOOTH |  |  | 0 | ACTIVE | 96I-GBTH
GBTH-DOOR | (ASSET) GUARDBOOTH, DOOR |  | GBTH | 0 | ACTIVE | 96I-GBTH-DOOR
GBTH-HVAC | (ASSET) GUARDBOOTH, HVAC |  | GBTH | 0 | ACTIVE | 96I-GBTH-HVAC
GBTH-LTNG | (ASSET) GUARDBOOTH, LIGHTING |  | GBTH | 0 | ACTIVE | 96I-GBTH-LTNG
GBTH-STNK | (ASSET) GUARDBOOTH, SEPTIC TANK |  | GBTH | 0 | ACTIVE | 96I-GBTH-STNK
GCON | GATE CONTROLLERS |  |  | 0 | ACTIVE | 96I-GCON
GCON-ELLK | (ASSET) GATE CONTROLLERS, ELECTRIC LOCK |  | GCON | 0 | ACTIVE | 96I-GCON-ELLK
GCON-GWHL | (ASSET) GATE CONTROLLERS, GUIDE WHEELS |  | GCON | 0 | ACTIVE | 96I-GCON-GWHL
GCON-MOTR | (ASSET) GATE CONTROLLERS, MOTOR |  | GCON | 0 | ACTIVE | 96I-GCON-MOTR
GCON-PCBD | (ASSET) GATE CONTROLLERS, PC BOARD |  | GCON | 0 | ACTIVE | 96I-GCON-PCBD
GCON-PTEYE | (ASSET) GATE CONTROLLERS, PHOTO EYES |  | GCON | 0 | ACTIVE | 96I-GCON-PTEYE
SIGNAG | SIGNAGE |  |  | 0 | ACTIVE | 96I-SIGNAG
SIGNAG-SSST | (ASSET) SIGNAGE, SIGNAGE SUPPORT STRUCTURE |  | SIGNAG | 0 | ACTIVE | 96I-SIGNAG-SSST
SIRN | SIREN |  |  | 0 | ACTIVE | 96I-SIRN
SIRN-BTRY | (ASSET) SIREN, BATTERY |  | SIRN | 0 | ACTIVE | 96I-SIRN-BTRY
SIRN-CHRG | (ASSET) SIREN, CHARGER |  | SIRN | 0 | ACTIVE | 96I-SIRN-CHRG
SIRN-CNTR | (ASSET) SIREN, CONTROLLER |  | SIRN | 0 | ACTIVE | 96I-SIRN-CNTR
TRACK | TRACK |  |  | 0 | ACTIVE | 97A-TRACK
TRACK.BLST | (COMP) TRACK, BALLAST |  | TRACK | 0 | ACTIVE | 97A-TRACK.BLST
TRACK.FSNR | (COMP) TRACK, FASTENER |  | TRACK | 0 | ACTIVE | 97A-TRACK.FSNR
TRACK.PIPE | (COMP) TRACK, PIPE |  | TRACK | 0 | ACTIVE | 97A-TRACK.PIPE
TRACK.RAIL | (COMP) TRACK, RAIL |  | TRACK | 0 | ACTIVE | 97A-TRACK.RAIL
TRACK.RJNT | (COMP) TRACK, RAIL JOINT |  | TRACK | 0 | ACTIVE | 97A-TRACK.RJNT
TRACK.TIES | (COMP) TRACK, TIES |  | TRACK | 0 | ACTIVE | 97A-TRACK.TIES
TRACK.TPLT | (COMP) TRACK, TIE PLATE |  | TRACK | 0 | ACTIVE | 97A-TRACK.TPLT
SCNTR | SWITCH HEATER CONTROLLER |  |  | 0 | ACTIVE | 97B-SCNTR
SWCH | SWITCH |  |  | 0 | ACTIVE | 97B-SWCH
SWCH.FLAG | (COMP) SWITCH, FLAG |  | SWCH | 0 | ACTIVE | 97B-SWCH.FLAG
SWCH.INMK | (COMP) SWITCH, INDICATOR MARKER |  | SWCH | 0 | ACTIVE | 97B-SWCH.INMK
SWCH.PLCK | (COMP) SWITCH, PADLOCK |  | SWCH | 0 | ACTIVE | 97B-SWCH.PLCK
SWCH.SPNT | (COMP) SWITCH, SWITCH POINT (RAIL) |  | SWCH | 0 | ACTIVE | 97B-SWCH.SPNT
SWCH.SROD | (COMP) SWITCH, SWITCH ROD |  | SWCH | 0 | ACTIVE | 97B-SWCH.SROD
SWCH.SSTDB | (COMP) SWITCH, SWITCH STAND |  | SWCH | 0 | ACTIVE | 97B-SWCH.SSTDB
SWCH.STIE | (COMP) SWITCH, SWITCH TIE |  | SWCH | 0 | ACTIVE | 97B-SWCH.STIE
SWCH.TROD | (COMP) SWITCH, THROW ROD |  | SWCH | 0 | ACTIVE | 97B-SWCH.TROD
SWCH-FROG | (ASSET) SWITCH, FROG |  | SWCH | 0 | ACTIVE | 97B-SWCH-FROG
SWCH-FROG.FBOLT | (COMP) SWITCH, FROG, FROG BOLT |  | SWCH-FROG | 0 | ACTIVE | 97B-SWCH-FROG.FBOLT
SWCH-FROG.FBRCE | (COMP) SWITCH, FROG, FROG BRACE |  | SWCH-FROG | 0 | ACTIVE | 97B-SWCH-FROG.FBRCE
SWCH-FROG.FCPIN | (COMP) SWITCH, FROG, FROG COTTER PIN |  | SWCH-FROG | 0 | ACTIVE | 97B-SWCH-FROG.FCPIN
SWCH-FROG.FHBLK | (COMP) SWITCH, FROG, FROG HEEL BLOCK |  | SWCH-FROG | 0 | ACTIVE | 97B-SWCH-FROG.FHBLK
SWCH-GRAIL | (ASSET) SWITCH, GUARD RAIL |  | SWCH | 0 | ACTIVE | 97B-SWCH-GRAIL
SWCH-PPROT | (ASSET) SWITCH, POINT PROTECTOR |  | SWCH | 0 | ACTIVE | 97B-SWCH-PPROT
SWCH-SHTR | (ASSET) SWITCH, SWITCH HEATER |  | SWCH | 0 | ACTIVE | 97B-SWCH-SHTR
SWCH-SMTR | (ASSET) SWITCH, SWITCH MOTOR |  | SWCH | 0 | ACTIVE | 97B-SWCH-SMTR
BBLK | BUMPER BLOCKS |  |  | 0 | ACTIVE | 97C-BBLK
BSWTH | BREATHER SWITCH |  |  | 0 | ACTIVE | 97C-BSWTH
DRAIL | DERAILS |  |  | 0 | ACTIVE | 97C-DRAIL
EJNT | EXPANSION JOINT |  |  | 0 | ACTIVE | 97C-EJNT
SRAIL | SLIP RAILS |  |  | 0 | ACTIVE | 97C-SRAIL
WSTP | WHEEL STOPS |  |  | 0 | ACTIVE | 97C-WSTP
CBNT | CABINET |  |  | 0 | ACTIVE | 97D-CBNT
CRCN | CROSSING CONTROLLER |  |  | 0 | ACTIVE | 97D-CRCN
EOLB | RAILROAD SIGNAL VIB END OF LINE BOARD |  |  | 0 | ACTIVE | 97D-EOLB
HUT | HUT |  |  | 0 | ACTIVE | 97D-HUT
MCOT | RAILROAD SIGNAL MASTER CONTROLLER |  |  | 0 | ACTIVE | 97D-MCOT
RCTR | RECTIFIER |  |  | 0 | ACTIVE | 97D-RCTR
RCVR | RECEIVER |  |  | 0 | ACTIVE | 97D-RCVR
RELY | RELAY |  |  | 0 | ACTIVE | 97D-RELY
RRSG | RAILROAD SIGNAL |  |  | 0 | ACTIVE | 97D-RRSG
RRSG.BELL | (COMP) RAILROAD SIGNAL, BELL |  | RRSG | 0 | ACTIVE | 97D-RRSG.BELL
RRSG.BWIRE | (COMP) RAILROAD SIGNAL, BELL WIRE |  | RRSG | 0 | ACTIVE | 97D-RRSG.BWIRE
RRSG.CBLS | (COMP) RAILROAD SIGNAL, CABLE |  | RRSG | 0 | ACTIVE | 97D-RRSG.CBLS
RRSG.CCASE | (COMP) RAILROAD SIGNAL, CABLE CASE |  | RRSG | 0 | ACTIVE | 97D-RRSG.CCASE
RRSG.FLGT | (COMP) RAILROAD SIGNAL, LAMP/ FLASHING LIGHT |  | RRSG | 0 | ACTIVE | 97D-RRSG.FLGT
RRSG.HORN | (COMP) RAILROAD SIGNAL, HORN |  | RRSG | 0 | ACTIVE | 97D-RRSG.HORN
RRSG.HSIRN | (COMP) RAILROAD SIGNAL, HORN SIREN |  | RRSG | 0 | ACTIVE | 97D-RRSG.HSIRN
RRSG.HSPKR | (COMP) RAILROAD SIGNAL, HORN SPEAKER |  | RRSG | 0 | ACTIVE | 97D-RRSG.HSPKR
RRSG.HWIRE | (COMP) RAILROAD SIGNAL, HORN WIRE |  | RRSG | 0 | ACTIVE | 97D-RRSG.HWIRE
RRSG.LTAR | (COMP) RAILROAD SIGNAL, LIGHTNING ARRESTER |  | RRSG | 0 | ACTIVE | 97D-RRSG.LTAR
RRSG.PWSP | (COMP) RAILROAD SIGNAL, POWER SUPPLY |  | RRSG | 0 | ACTIVE | 97D-RRSG.PWSP
RRSG.SARM | (COMP) RAILROAD SIGNAL, SIGNAL ARM |  | RRSG | 0 | ACTIVE | 97D-RRSG.SARM
RRSG.SBOX | (COMP) RAILROAD SIGNAL, SPLICE BOX |  | RRSG | 0 | ACTIVE | 97D-RRSG.SBOX
RRSG.SHADE | (COMP) RAILROAD SIGNAL, SHADE |  | RRSG | 0 | ACTIVE | 97D-RRSG.SHADE
RRSG.SPOL | (COMP) RAILROAD SIGNAL, SIGNAL POLE |  | RRSG | 0 | ACTIVE | 97D-RRSG.SPOL
RRSG.TWRE | (COMP) RAILROAD SIGNAL, TRACK WIRE |  | RRSG | 0 | ACTIVE | 97D-RRSG.TWRE
RRSG-BTRY | (ASSET) RAILROAD SIGNAL, BATTERY |  | RRSG | 0 | ACTIVE | 97D-RRSG-BTRY
SHTM | SHUNT TIMER |  |  | 0 | ACTIVE | 97D-SHTM
SRTM | STICK RELEASE TIMER |  |  | 0 | ACTIVE | 97D-SRTM
TCVR | TRANSCEIVER |  |  | 0 | ACTIVE | 97D-TCVR
TMTR | TRANSMITTER |  |  | 0 | ACTIVE | 97D-TMTR
XFMR | TRANSFORMER |  |  | 0 | ACTIVE | 97D-XFMR
CBNT | CABINET |  |  | 0 | ACTIVE | 97E-CBNT
CRAS | CROSSING ASSEMBLY |  |  | 0 | ACTIVE | 97E-CRAS
CRAS.BTRY | (COMP) CROSSING ASSEMBLY, BATTERY |  | CRAS | 0 | ACTIVE | 97E-CRAS.BTRY
CRAS.CALV | (COMP) CROSSING ASSEMBLY, CANTILEVER |  | CRAS | 0 | ACTIVE | 97E-CRAS.CALV
CRAS.GARM | (COMP) CROSSING ASSEMBLY, GATE ARM |  | CRAS | 0 | ACTIVE | 97E-CRAS.GARM
CRAS.GATE | (COMP) CROSSING ASSEMBLY, GATE |  | CRAS | 0 | ACTIVE | 97E-CRAS.GATE
CRAS.GMEC | (COMP) CROSSING ASSEMBLY, GATE MECHANISM |  | CRAS | 0 | ACTIVE | 97E-CRAS.GMEC
CRAS.RGRD | (COMP) CROSSING ASSEMBLY, RUBBER GUARD |  | CRAS | 0 | ACTIVE | 97E-CRAS.RGRD
CRAS.SPKR | (COMP) CROSSING ASSEMBLY, SPEAKER |  | CRAS | 0 | ACTIVE | 97E-CRAS.SPKR
GRCX | GRADE CROSSING |  |  | 0 | ACTIVE | 97E-GRCX
BECN | BEACON |  |  | 0 | ACTIVE | 99A-BECN
BSCA | BASECAN ASSEMBLY |  |  | 0 | ACTIVE | 99A-BSCA
BSCA.EXTC | (COMP) BASECAN ASSEMBLY, EXTENSION COLLAR |  | BSCA | 0 | ACTIVE | 99A-BSCA.EXTC
BSCA.FLGR | (COMP) BASECAN ASSEMBLY, FLANGE RING |  | BSCA | 0 | ACTIVE | 99A-BSCA.FLGR
BSCA.SPRG | (COMP) BASECAN ASSEMBLY, SUPPORT RING |  | BSCA | 0 | ACTIVE | 99A-BSCA.SPRG
CPLT | COVER PLATE |  |  | 0 | ACTIVE | 99A-CPLT
EEDGE | EDGE LIGHT (ELEVATED) |  |  | 0 | ACTIVE | 99A-EEDGE
EEDGE.XFMR | (COMP) EDGE LIGHT (ELEVATED), TRANSFORMER |  | EEDGE | 0 | ACTIVE | 99A-EEDGE.XFMR
EEND | END LIGHT (ELEVATED) |  |  | 0 | ACTIVE | 99A-EEND
EEND.XFMR | (COMP) END LIGHT (ELEVATED), TRANSFORMER |  | EEND | 0 | ACTIVE | 99A-EEND.XFMR
EGBL | GUARD BAR LIGHT (ELEVATED) |  |  | 0 | ACTIVE | 99A-EGBL
EGBL.XFMR | (COMP) GUARD BAR LIGHT (ELEVATED), TRANSFORMER |  | EGBL | 0 | ACTIVE | 99A-EGBL.XFMR
ETHL | THRESHOLD LIGHT (ELEVATED) |  |  | 0 | ACTIVE | 99A-ETHL
ETHL.XFMR | (COMP) THRESHOLD LIGHT (ELEVATED), TRANSFORMER |  | ETHL | 0 | ACTIVE | 99A-ETHL.XFMR
IEDGE | EDGE LIGHT (INSET) |  |  | 0 | ACTIVE | 99A-IEDGE
IEDGE.XFMR | (COMP) EDGE LIGHT (INSET), TRANSFORMER |  | IEDGE | 0 | ACTIVE | 99A-IEDGE.XFMR
IEND | END LIGHT (INSET) |  |  | 0 | ACTIVE | 99A-IEND
IEND.XFMR | (COMP) END LIGHT (INSET), TRANSFORMER |  | IEND | 0 | ACTIVE | 99A-IEND.XFMR
IGBL | GUARD BAR LIGHT (INSET) |  |  | 0 | ACTIVE | 99A-IGBL
IGBL.XFMR | (COMP) GUARD BAR LIGHT (INSET), TRANSFORMER |  | IGBL | 0 | ACTIVE | 99A-IGBL.XFMR
ITHL | THRESHOLD LIGHT (INSET) |  |  | 0 | ACTIVE | 99A-ITHL
ITHL.XFMR | (COMP) THRESHOLD LIGHT (INSET), TRANSFORMER |  | ITHL | 0 | ACTIVE | 99A-ITHL.XFMR
LAHSO | LAHSO LIGHT |  |  | 0 | ACTIVE | 99A-LAHSO
LAHSO.XFMR | (COMP) LAHSO LIGHT, TRANSFORMER |  | LAHSO | 0 | ACTIVE | 99A-LAHSO.XFMR
OBSTL | OBSTRUCTION LIGHT |  |  | 0 | ACTIVE | 99A-OBSTL
OBSTL.XFMR | (COMP) OBSTRUCTION LIGHT, TRANSFORMER |  | OBSTL | 0 | ACTIVE | 99A-OBSTL.XFMR
RCLL | CENTERLINE LIGHT (RUNWAY) |  |  | 0 | ACTIVE | 99A-RCLL
RCLL.XFMR | (COMP) CENTERLINE LIGHT (RUNWAY), TRANSFORMER |  | RCLL | 0 | ACTIVE | 99A-RCLL.XFMR
REIL | REIL LIGHT |  |  | 0 | ACTIVE | 99A-REIL
REIL.XFMR | (COMP) REIL LIGHT, TRANSFORMER |  | REIL | 0 | ACTIVE | 99A-REIL.XFMR
RWSL | RUNWAY STATUS LIGHT |  |  | 0 | ACTIVE | 99A-RWSL
RWSL.XFMR | (COMP) RUNWAY STATUS LIGHT, TRANSFORMER |  | RWSL | 0 | ACTIVE | 99A-RWSL.XFMR
TCBL | TAXIWAY CLEARANCE BAR LIGHT |  |  | 0 | ACTIVE | 99A-TCBL
TCBL.XFMR | (COMP) TAXIWAY CLEARANCE BAR LIGHT, TRANSFORMER |  | TCBL | 0 | ACTIVE | 99A-TCBL.XFMR
TCLL | CENTERLINE LIGHT (TAXIWAY) |  |  | 0 | ACTIVE | 99A-TCLL
TCLL.XFMR | (COMP) CENTERLINE LIGHT (TAXIWAY), TRANSFORMER |  | TCLL | 0 | ACTIVE | 99A-TCLL.XFMR
TCOL | TAXIWAY OMNI LIGHT |  |  | 0 | ACTIVE | 99A-TCOL
TCOL.XFMR | (COMP) TAXIWAY OMNI LIGHT, TRANSFORMER |  | TCOL | 0 | ACTIVE | 99A-TCOL.XFMR
TDZL | TOUCHDOWN ZONE LIGHT |  |  | 0 | ACTIVE | 99A-TDZL
TDZL.XFMR | (COMP) TOUCHDOWN ZONE LIGHT, TRANSFORMER |  | TDZL | 0 | ACTIVE | 99A-TDZL.XFMR
AGSLT | AERONAUTICAL GUIDANCE SIGN |  |  | 0 | ACTIVE | 99B-AGSLT
AGSLT.BLST | (COMP) AERONAUTICAL GUIDANCE SIGN, BALLAST |  | AGSLT | 0 | ACTIVE | 99B-AGSLT.BLST
AGSLT.CKTB | (COMP) AERONAUTICAL GUIDANCE SIGN, CIRCUIT BOARD |  | AGSLT | 0 | ACTIVE | 99B-AGSLT.CKTB
AGSLT.LAMP | (COMP) AERONAUTICAL GUIDANCE SIGN, LAMP |  | AGSLT | 0 | ACTIVE | 99B-AGSLT.LAMP
AGSLT.SCKT | (COMP) AERONAUTICAL GUIDANCE SIGN, SOCKET |  | AGSLT | 0 | ACTIVE | 99B-AGSLT.SCKT
AGSLT.XFMR | (COMP) AERONAUTICAL GUIDANCE SIGN, TRANSFORMER |  | AGSLT | 0 | ACTIVE | 99B-AGSLT.XFMR
BSCA | BASECAN ASSEMBLY |  |  | 0 | ACTIVE | 99B-BSCA
CPLT | COVER PLATE |  |  | 0 | ACTIVE | 99B-CPLT
SGNA | SIGN ASSEMBLY |  |  | 0 | ACTIVE | 99B-SGNA
SGNA.CTBX | (COMP) SIGN ASSEMBLY, CIRCUIT CARD BOX |  | SGNA | 0 | ACTIVE | 99B-SGNA.CTBX
SGNA.FRCP | (COMP) SIGN ASSEMBLY, FRANGIBLE COUPLING |  | SGNA | 0 | ACTIVE | 99B-SGNA.FRCP
SGNA.GRST | (COMP) SIGN ASSEMBLY, GROUND STUD |  | SGNA | 0 | ACTIVE | 99B-SGNA.GRST
SGNA.LARR | (COMP) SIGN ASSEMBLY, LIGHTING ARRAY |  | SGNA | 0 | ACTIVE | 99B-SGNA.LARR
SGNA.PWCD | (COMP) SIGN ASSEMBLY, POWER CORD |  | SGNA | 0 | ACTIVE | 99B-SGNA.PWCD
SGNA.PWLG | (COMP) SIGN ASSEMBLY, POWER LEG/LEGS/FLANGES |  | SGNA | 0 | ACTIVE | 99B-SGNA.PWLG
SGNA.RSTH | (COMP) SIGN ASSEMBLY, RESISTOR HOUSING |  | SGNA | 0 | ACTIVE | 99B-SGNA.RSTH
SGNA.SGNH | (COMP) SIGN ASSEMBLY, SIGN HOUSING (BODY) |  | SGNA | 0 | ACTIVE | 99B-SGNA.SGNH
STSN | STATIC SIGN |  |  | 0 | ACTIVE | 99B-STSN
OBSTL | OBSTRUCTION LIGHT |  |  | 0 | ACTIVE | 99C-OBSTL
WDCA | WIND CONE ASSEMBLY |  |  | 0 | ACTIVE | 99C-WDCA
WIND | WINDCONE |  |  | 0 | ACTIVE | 99C-WIND
WIND.XFMR | (COMP) WINDCONE, TRANSFORMER |  | WIND | 0 | ACTIVE | 99C-WIND.XFMR